## RLP2025
| Product Hierarchy | SAP Number | Part Number | Description | Jan 2025 List Price
| EDISSC100A59 | PBUS6.2 | PBUS6.2 | DIN RAIL PWR BUS CONN, 2 POS (PK OF 10) | 131
| EDISSC100A59 | PBUS17.5 | PBUS17.5 | MTL13XX POWER BUS CONNECTORS PK10 | 131
| EDISSC100A59 | PBUS6.2-1 | PBUS6.2 | DIN RAIL PWR BUS CONN, 2 POS (PK OF 1) | POA
| EDISSC100A59 | PBUS17.5-1 | PBUS17.5 | MTL13XX POWER BUS CONNECTORS PK1 | POA
| EDISSC100PD9 | MTL1141 | MTL1141 | 1-ch, Transmitter Repeater 4-20mA | 135
| EDISSC100PD9 | MTL1142 | MTL1142 | 1-ch, Transmitter Repeater 4-20mA HART | 162
| EDISSC100PD9 | MTL1143 | MTL1143 | 1-ch, Tx Repeater 4-20mA HART, repeat output | 216
| EDISSC100PD9 | MTL1144 | MTL1144 | 1-ch Loop powered voltage/current to current repeater | 190
| EDISSC100PD9 | MTL1145 | MTL1145 | 1-ch Loop powered current repeater | 122
| EDISSC100PD9 | MTL1171 | MTL1171 | 1-ch, Thermocouple converter, 4-20mA output | 216
| EDISSC100PD9 | MTL1172 | MTL1172 | 1-ch, RTD converter, 4-20mA output | 202
| EDISSC100PD9 | MTL1173 | MTL1173 | 1-ch, Potentiometer, 4-20mA output | 216
| EDISSC100PD9 | MTL1211 | MTL1211 | 1-ch, Switch/Proximity detector | 135
| EDISSC100PD9 | MTL1249 | MTL1249 | 1-ch, signal converter | 190
| EDISSC100PD9 | MTL1271 | MTL1271 | 1-ch Loop powered thermocouple converter | 216
| EDISSC100PD9 | MTL1272 | MTL1272 | 1-ch Loop powered RTD converter | 202
| EDISSC100PD9 | MTL1321 | MTL1321 | Signal converter and Trip Amplifier | 410
| EDISSC100PD9 | MTL1341 | MTL1341 | Transmitter repeater and Trip Amplifier | 512
| EDISSC100PD9 | MTL1371 | MTL1371 | Thermocouple input converter and TripAmp | 512
| EDISSC100PD9 | MTL1372 | MTL1372 | RTD device input converter and Trip Amp | 512
| EDISSC100PD9 | MTL1373 | MTL1373 | Potentiometer input converter & Trip Amp | 614
| EDISSC100PD9 | MTL1991 | MTL1991 | Power feed and alarm module | 108
| EDISSC100A59 | TH1000 | TH1000 | TAG HOLDER (PACK OF 20) | 24
| EDISZB070A02 | ISL3 | ISL3 | "TAKE CARE" IS LABEL METAL | 56
| EDISDY060A01 | GAS660 | GAS660 | Gasket for MTL662 | 105
| EDISDY060A01 | GAS665 | GAS665 | MTL665 gasket, pack 10 | 105
| EDISDY060A01 | PIP66 | PIP66 | MTL661 PIPE MTG KIT 50-70MM | 76
| EDISDY060A01 | WMP66 | WMP66 | Wall Mouting Plate MTL661/3 | 45
| EDISDY060A01 | PMA66 | PMA66 | Pipe Mounting adaptor MTL661/3 | 45
| EDISDY060P39 | MTL661 | MTL661 | FIELD MTG 4-20mA LOOP DISPLAY | 857
| EDISDY060P39 | MTL661B | MTL661B | 4-20mA loop display with backlight | 929
| EDISDY060P39 | MTL662 | MTL662 | PANEL MTG 4-20mA LOOP DISPLAY | 807
| EDISDY060P39 | MTL662B | MTL662B | 4-20mA panel display with backlight | 876
| EDISDY060P39 | MTL663 | MTL663 | 4-20mA loop display - GRP enc | 807
| EDISDY060P39 | MTL663B | MTL663B | 4-20mA grp display with backlight | 876
| EDISDY060P39 | MTL665 | MTL665 | Panel IS loop powered display | 807
| EDISDY060P39 | MTL665B | MTL665B | Panel IS loop powered display -backlight | 876
| EDISZB070A02 | ERL7 | ERL7 | EARTH RAIL, 1 METRE. | 60
| EDISZB070A02 | MLETM7 | ETM7 | EARTH TERMINALS BAG OF 50 | 131
| EDISZB070A02 | IMB7 | IMB7 | INSULATING MOUNTING BLOCK. | 49
| EDISZB070A02 | ISL7 | ISL7 | "TAKE CARE" IS LABEL , PLASTIC | 14
| EDINMU083P43 | MTL831C | MTL831C | THC/RTD INPUT TRANSMITTER | 2958
| EDINMU083P43 | MTL831C-PS | MTL831C-PS | THC/RTD INPUT TRANSMITTER PLUGGABLE TERMINAL | 2579
| EDINMU083P43 | MTL838C | MTL838C | ANALOGUE RECEIVER | 3743
| EDINMU083P43 | MTL838C-MBT | MTL838C-MBT | ANALOGUE RECEIVER MODBUS TCP | 3164
| EDISGI200A06 | MLTHR2 | THR2 | TOP HAT RAIL, 1 METRE | 30
| EDISGI200E07 | MTL-UC02 | UC02 | MTL UC02 ENCLOSURE, IP65. | 251
| EDISGI450A09 | BMK08 | BMK08 | BACKPLANE MOUNTING KIT | 44
| EDISGI450A09 | BMK16 | BMK16 | BACKPLANE MOUNTING KIT,16 WAY | 55
| EDISGI450A09 | DMK-HONA | DMK-HONA | HONEYWELL SIZE A DIN RAIL KIT | 99
| EDISGI450A09 | DMK-HONB | DMK-HONB | HONEYWELL SIZE B DIN RAIL KIT | 116
| EDISGI450A09 | DMK01 | DMK01 | DIN RAIL MTG KIT - PACK OF 40 | 176
| EDISGI450A09 | DMK16U | DMK16U | CPM16x DIN RAIL MOUNTING KIT | 194
| EDISGI450A09 | SVK16 | SVK16 | SURFACE MOUNTING KIT(PACK OF 40) | 161
| EDISGI400A08 | ELC56 | ELC56 | CABLE CONNECTOR KIT. | 163
| EDISGI450A09 | ERK04 | ERK04 | CUSTOM 4 WAY EARTH RAIL KIT | 80
| EDISGI450A09 | ERK06 | ERK06 | CUSTOM 6 WAY EARTH RAIL KIT | 91
| EDISGI450A09 | ERK08 | ERK08 | EARTH RAIL KIT, 8 WAY. | 88
| EDISGI450A09 | ERK16 | ERK16 | EARTH RAIL KIT, 16 WAY. | 121
| EDISGI400A08 | FUS08 | FUS08 | 1A FUSE - PACK OF 10 | 42
| EDISGI400A08 | FUS16 | FUS16 | 2A FUSE - PACK 10 | 23
| EDISGI400A08 | FUS24 | FUS24 | 3.14A FUSE - PACK 10 | 23
| EDISGI450A09 | HMP24 | HMP24 | HORIZONTAL MOUNTING PLATE KIT | 122
| EDISGI400A08 | HMP32 | HMP32 | CPM32UN MOUNTING PLATE | 228
| EDISGI450A09 | PCL45USB | PCL45USB | PC USB Link Cable | 475
| EDISGI450A09 | PCS45 | PCS45 | Free download from MTL website | 0
| EDISGI450A09 | SMS01 | SMS01 | SURFACE MNTING KIT(PACK OF 40) | 48
| EDISGI450A09 | TSK08 | TSK08 | TAGGING STRIP KIT. | 96
| EDISGI450A09 | TSK16 | TSK16 | TAGGING STRIP KIT,16 WAY. | 101
| EDISGI450A09 | TSK24 | TSK24 | TAGGING STRIP KIT. | 110
| EDISGI450 | BAC-INFI90AIH | BAC-INFI90AIH | CUSTOM INFI90 AI WITH HART | 466
| EDISGI450 | BAC-INFI90AO | BAC-INFI90AO | CUSTOM INFI90 AO | 364
| EDISGI450 | BAC-INFI90AOH | BAC-INFI90AOH | CUSTOM INFI90 AO WITH HART | 368
| EDISGI450 | BAC-INFI90DI | BAC-INFI90DI | CUSTOM INFI90 DI | 475
| EDISGI450 | BAC45-INFI90DO | BAC45-INFI90DO | CUSTOM INFI90 DO | 440
| EDISGI450 | CPM08-FMAI | CPM08-FMAI | CONTROLLOGIX AI | 585
| EDISGI450 | CPM08-FMAI-CC | CPM08-FMAI-CC | CONTROLLOGIX AI | 670
| EDISGI450 | CPM16-FMAI | CPM16-FMAI | CONTROLLOGIX AI | 878
| EDISGI450 | CPM16-FMAI-CC | CPM16-FMAI-CC | CONTROLLOGIX AI | 775
| EDISGI450 | CPM16-FMAO | CPM16-FMAO | CONTROLLOGIX AO | 695
| EDISGI450 | CPM16-FMAO-CC | CPM16-FMAO-CC | CONTROLLOGIX AO | 775
| EDISGI450 | CPM16-FMDI | CPM16-FMDI | CONTROLLOGIX DI | 589
| EDISGI450 | CPM16-FMDI-CC | CPM16-FMDI-CC | CONTROLLOGIX DI | 670
| EDISGI450 | CPM16-FMDI-M | CPM16-FMDI-M | CONTROLLOGIX DI | 586
| EDISGI450 | CPM16-FMDI-M-CC | CPM16-FMDI-M-CC | CONTROLLOGIX DI | 670
| EDISGI450 | CPM16-FMDI-S | CPM16-FMDI-S | CONTROLLOGIX DI | 546
| EDISGI450 | CPM16-FMDI-S-CC | CPM16-FMDI-S-CC | CONTROLLOGIX DI | 670
| EDISGI450 | CPM16-FMDO | CPM16-FMDO | CONTROLLOGIX DO | 660
| EDISGI450 | CPM16-FMDO-CC | CPM16-FMDO-CC | CONTROLLOGIX DO | 915
| EDISSCFTAPD8 | ICSFTA-8AI-CC | ICSFTA-8AI-CC | 8CH AI GP I/F | 527
| EDISSCFTAPD8 | ICSFTA-AI250-CC | ICSFTA-AI250-CC | 16CH AI GP I/F | 784
| EDISSCFTAPD8 | ICSFTA-DDI-CC | ICSFTA-DDI-CC | 16CH DI GP I/F | 636
| EDISSCFTAPD8 | ICSFTA-8DO-CC | ICSFTA-8DO-CC | 8CH DO GP I/F CC | 440
| EDISSCFTAPD8 | ICSFTA-TDI-CC | ICSFTA-TDI-CC | 16CH DI GP I/F | 636
| EDISSCFTAPD8 | ICSFTA-8TDI-CC | ICSFTA-8TDI-CC | 8CH DI GP I/F | 440
| EDISSCFTAPD8 | ICSFTA-TDI560-CC | ICSFTA-TDI560-CC | 16CH DI GP I/F | 636
| EDISSCFTAPD8 | ICSTA-8AI-CC | ICSTA-8AI-CC | ICS TERMINATION UNIT AI CC | 364
| EDISSCFTAPD8 | ICSTA-8AO/8DO-CC | ICSTA-8AO/8DO-CC | ICS TERMINATION UNIT AO/DO | 364
| EDISSCFTAPD8 | ICSTA-8DI-CC | ICSTA-8DI-CC | ICS TERMINATION UNIT DI CC | 364
| EDISSCFTAPD8 | ICSTA-EXT-CC | ICSTA-EXT-CC | ICS CABLE EXTENSTION I/F | 226
| EDISSCFTAPD8 | YTA-C3-AIO16-KS | YTA-C3-AIO16-KS | Not preferred, quote YTB version | 368
| EDISSCFTAPD8 | YTA-C3-DI32-AKB | YTA-C3-Di32-AKB | Not preferred, quote YTB version | 458
| EDISSCFTAPD8 | YTA-RS-AI16-KS | YTA-RS-AI16-KS | Not preferred, quote YTB version | 391
| EDISSCFTAPD8 | YTA-RS-AO8-KS | YTA-RS-AO8-KS | Not preferred, quote YTB version | 307
| EDISSCFTAPD8 | YTA-RS-DI16-AKB | YTA-RS-DI16-AKB | Not preferred, quote YTB version | 441
| EDISSCFTAPD8 | YTA-RS-DO16-AKB | YTA-RS-DO16-AKB | Not preferred, quote YTB version | 437
| EDISSCFTAPD8 | YTA-RS-DO8-AKB | YTA-RS-DO8-AKB | Not preferred, quote YTB version | 410
| EDISSCFTAPD8 | YTB-RS-16-KS | YTB-RS-16-KS | YOK 16CH GP interface | 404
| EDISSCFTAPD8 | YTB-RS-AI16-KS | YTB-RS-AI16-KS | YOK 16CH AI SAI143 I/F | 404
| EDISSCFTAPD8 | YTB-RS-AO8-KS | YTB-RS-AO8-KS | YOK 8CH AO SAI533 I/F | 346
| EDISSCFTAPD8 | YTB-RS-DI16-AKB | YTB-RS-DI16-AKB | YOK 16CH DI SDV144 I/F | 455
| EDISSCFTAPD8 | YTB-RS-DO16-AKB | YTB-RS-DO16-AKB | YOK 16CH 24V DO SDV541 I/F | 455
| EDISSCFTAPD8 | YTB-RS-DO8-AKB | YTB-RS-DO8-AKB | YOK 8CH 24V DO SDV531 I/F | 406
| EDISSCFTAPD8 | YTB-VP-AI16-KS | YTB-VP-AI16-KS | YOK 16CH AI AAI141/143 I/F | 458
| EDISSCFTAPD8 | YTB-VP-AIO16KS | YTB-VP-AIO16KS | YOK 16CH AIO I/F | 323
| EDISSCFTAPD8 | YTB-VP-DI32-AKB | YTB-VP-DI32-AKB | YOK 32CH DI ADV151 I/F | 458
| EDISSCFTAPD8 | YTB-VP-RO32-AKB | YTB-VP-RO32-AKB | YOK 32CH RO ADV551/561 I/F | 1916
| EDISGI450A09 | CABDYN20-0.5 | CABDYN20-0.5 | 20 WAY IO CABLE 0.5m | 170
| EDISGI450A09 | CABDYN20-1 | CABDYN20-1 | 20 WAY IO CABLE 1m | 170
| EDISGI450A09 | CABDYN20-2 | CABDYN20-2 | 20 WAY IO CABLE 2m | 170
| EDISGI450A09 | CABDYN20-3 | CABDYN20-3 | 20 WAY IO CABLE 3m | 177
| EDISGI450A09 | CABDYN20-5 | CABDYN20-5 | 20 WAY IO CABLE 5m | 188
| EDISGI450A09 | CABDYN20-8 | CABDYN20-8 | 20 WAY IO CABLE 8m | 251
| EDISGI450A09 | CABDYN20-10 | CABDYN20-10 | 20 WAY IO CABLE 10m | 286
| EDISGI450A09 | CABDYN20-15 | CABDYN20-15 | 20 WAY IO CABLE 15m | 378
| EDISGI450A09 | CABDYN20-20 | CABDYN20-20 | 20 WAY IO CABLE 20m | 523
| EDISGI450A09 | CABDYN20-25 | CABDYN20-25 | 20 WAY IO CABLE 25m | 587
| EDISGI450A09 | CABDYN20-30 | CABDYN20-30 | 20 WAY IO CABLE 30m | 658
| EDISGI450A09 | CABDYN20-40 | CABDYN20-40 | 20 WAY IO CABLE 40m | 797
| EDISGI450A09 | CABDYNC300ADO-5 | CABDYNC300ADO-5 | C300-DYN cable ADO 5m | 589
| EDISGI450A09 | CABDYNC300ADO-8 | CABDYNC300ADO-8 | C300-DYN cable ADO 8m | 644
| EDISGI450A09 | CABDYNC300ADO-10 | CABDYNC300ADO-10 | C300-DYN cable ADO 10m | 680
| EDISGI450A09 | CABDYNC300ADO-15 | CABDYNC300ADO-15 | C300-DYN cable ADO 15m | 759
| EDISGI450A09 | CABDYNC300ADO-20 | CABDYNC300ADO-20 | C300-DYN cable ADO 20m | 832
| EDISGI450A09 | CABDYNC300ADO-25 | CABDYNC300ADO-25 | C300-DYN cable ADO 25m | 922
| EDISGI450A09 | CABDYNC300ADO-30 | CABDYNC300ADO-30 | C300-DYN cable ADO 30m | 1002
| EDISGI450A09 | CABDYNC300ADO-40 | CABDYNC300ADO-40 | C300-DYN cable ADO 40m | 1174
| EDISGI450A09 | CABDYNC300AI-5 | CABDYNC300AI-5 | C300-DYN cable AI 5m | 523
| EDISGI450A09 | CABDYNC300AI-8 | CABDYNC300AI-8 | C300-DYN cable AI 8m | 563
| EDISGI450A09 | CABDYNC300AI-10 | CABDYNC300AI-10 | C300-DYN cable AI 10m | 598
| EDISGI450A09 | CABDYNC300AI-15 | CABDYNC300AI-15 | C300-DYN cable AI 15m | 680
| EDISGI450A09 | CABDYNC300AI-20 | CABDYNC300AI-20 | C300-DYN cable AI 20m | 750
| EDISGI450A09 | CABDYNC300AI-25 | CABDYNC300AI-25 | C300-DYN cable AI 25m | 853
| EDISGI450A09 | CABDYNC300AI-30 | CABDYNC300AI-30 | C300-DYN cable AI 30m | 933
| EDISGI450A09 | CABDYNC300AI-40 | CABDYNC300AI-40 | C300-DYN cable AI 40m | 1118
| EDISGI450A09 | CABDYNC300DI-5 | CABDYNC300DI-5 | C300-DYN cable DI 5m | 523
| EDISGI450A09 | CABDYNC300DI-8 | CABDYNC300DI-8 | C300-DYN cable DI 8m | 575
| EDISGI450A09 | CABDYNC300DI-10 | CABDYNC300DI-10 | C300-DYN cable DI 10m | 598
| EDISGI450A09 | CABDYNC300DI-15 | CABDYNC300DI-15 | C300-DYN cable DI 15m | 692
| EDISGI450A09 | CABDYNC300DI-20 | CABDYNC300DI-20 | C300-DYN cable DI 20m | 750
| EDISGI450A09 | CABDYNC300DI-25 | CABDYNC300DI-25 | C300-DYN cable DI 25m | 869
| EDISGI450A09 | CABDYNC300DI-30 | CABDYNC300DI-30 | C300-DYN cable DI 30m | 933
| EDISGI450A09 | CABDYNC300DI-40 | CABDYNC300DI-40 | C300-DYN cable DI 40m | 1118
| EDISGI450A09 | MTLCABUIO-0.5 | MTLCABUIO-0.5 | HONEYWELL UNIV IO CABLE - 0.5m | 337
| EDISGI450A09 | MTLCABUIO-1.5 | MTLCABUIO-1.5 | HONEYWELL UNIV IO CABLE - 1.5m | 379
| EDISGI450A09 | MTLCABUIO-3 | MTLCABUIO-3 | HONEYWELL UNIV IO CABLE - 3m | 516
| EDISGI450A09 | MTLCABUIO-5 | MTLCABUIO-5 | HONEYWELL UNIV IO CABLE - 5m | 555
| EDISGI450A09 | MTLCABUIO-10 | MTLCABUIO-10 | HONEYWELL UNIV IO CABLE - 10m | 687
| EDISGI450A09 | MTLCABUIO-15 | MTLCABUIO-15 | HONEYWELL UNIV IO CABLE - 15m | 814
| EDISGI450A09 | MTLCABUIO-20 | MTLCABUIO-20 | HONEYWELL UNIV IO CABLE - 20m | 941
| EDISGI450A09 | MTLCABUIO-30 | MTLCABUIO-30 | HONEYWELL UNIV IO CABLE - 30m | 1199
| EDISGI450A09 | DMK-CTM8 | DMK-CTM8 | CTM8 MOUNTING KIT | 104
| EDISGI450A09 | DVK16 | DVK16 | DIN rail vibration mtg clip kit | 105
| EDISGI450A09 | FUS0.5ATE5 | FUS0.5ATE5 | 0.5A TE5 FUSE (PK10) | 82
| EDISGI450A09 | FUS1.0ATE5 | FUS1.0ATE5 | 1A TE5 FUSE (PK10) | 77
| EDISGI450A09 | FUS2.0ATE5 | FUS2.0ATE5 | 2A TE5 FUSE (PK10) | 60
| EDISGI450A09 | FUS2.5ATE5 | FUS2.5ATE5 | 2.5A TE5 FUSE (PK10) | 60
| EDISGI450A09 | FUS4.0ATE5 | FUS4.0ATE5 | 4A TE5 FUSE (PK10) | 57
| EDISGI450A09 | MCC45 | MCC45 | Module base connector cover Pk50 | 55
| EDISGI450A09 | MCK45 | MCK45 | 4500 Accessory Kit (16 per Pack) | 55
| EDISGI450A09 | SCK45 | SCK45 | SPARE CLIP KIT | 23
| EDISGI450A09 | MLEOL3000 | MLEOL3000 | EOL RESISTOR 22K/620 | 44
| EDISGI450A09 | MLEOL5014 | MLEOL5014 | EOL RESISTOR 22K/680 | 44
| EDISGI500A12 | MLEOL-10K/1K | MLEOL-10K/1K | EOL RESISTOR 10K/1K | 44
| EDISGI450 | ADP32-AIH3704E | ADP32-AIH3704E | 3704E V9/10 32CH AI I/F (4500) | 703
| EDISGI450 | ADP32-SDI3503E | ADP32-SDI3503E | 3503E 32ch Tricon DI interface | 703
| EDISGI450 | ADP32-SDI3504E | ADP32-SDI3504E | 3504E 32ch Tricon DI interface | 759
| EDISGI450 | ADP32-AAI143-543 | ADP32-AAI143-543 | Yokogawa AIO interface | 573
| EDISGI450 | ADP32-AAI143-141 | ADP32-AAI143-141 | Yokogawa AI interface | 573
| EDISGI450 | ADP32-ADV151-551 | ADP32-ADV151-551 | Yokogawa DIO interface | 598
| EDISGI450 | ADP32-YOKDIO | ADP32-YOKDIO | Yokogawa DIO interface | 614
| EDISGI450 | BPM32-AIH3700 | BPM32-AIH3700 | 32ch Tricon Analogue Input | 703
| EDISGI450 | BPM32-DI3504E | BPM32-DI3504E | 64ch Tricon Digital Input | 703
| EDISGI450 | BPM32-DO3664 | BPM32-DO3664 | 32ch Tricon Digital Output | 703
| EDISGI450 | CCM16-AI3700-L | CCM16-AI3700-L | Tricon 3700/3721 16ch AI | 799
| EDISGI450 | CCM16-AI3700-R | CCM16-AI3700-R | Tricon 3700/3721 16ch AI | 799
| EDISGI450 | CCM16-AO3809X | CCM16-AO3809X | 16CH Tricon CX AO | 731
| EDISGI450 | CCM16-DO3604E-L | CCM16-DO3604E-L | Tricon 16ch Digital Output | 731
| EDISGI450 | CCM16-DO3604E-R | CCM16-DO3604E-R | Tricon 16ch Digital Output | 731
| EDISGI450 | CCM16-FBM214/215 | CCM16-FBM214/215 | Foxboro 2 x 8ch AI/AO | 653
| EDISGI450 | CCM16-FBM217-M | CCM16-FBM217-M | Foxboro 32ch DI | 653
| EDISGI450 | CCM16-FBM217-S | CCM16-FBM217-S | Foxboro 32ch DI extender | 511
| EDISGI450 | CCM16-FBM247 | CPM16-FBM247 | 2 x 8CH FBM247 UIO | 731
| EDISGI450 | CCM16-SDI3503E-L | CCM16-SDI3503E-L | Tricon 16ch DI | 655
| EDISGI450 | CCM16-SDI3503E-R | CCM16-SDI3503E-R | Tricon 16ch DI | 655
| EDISGI450 | CCM16-SDI3503R-L | CCM16-SDI3503R-L | Tricon 16ch DI with repeat | 774
| EDISGI450 | CCM16-SDI3503R-R | CCM16-SDI3503R-R | Tricon 16ch DI with repeat | 774
| EDISGI450 | CCM16-SDI3506X-L | CCM16-SDI3506X-L | Tricon CX Digital Input | 726
| EDISGI450 | CCM16-SDI3506X-R | CCM16-SDI3506X-R | Tricon CX Digital Input | 726
| EDISGI450 | CCM16-SDI3506X-EX | CCM16-SDI3506X-EX | Tricon CX Digital Input extender | 640
| EDISGI450 | CCM16-AI3721-REP | CCM16-AI3721-REP | 16CH AI 3721 FTA WITH REPEAT | 1035
| EDISGI450 | CPCAB-FBM207B | CPCAB-FBM207B | Foxboro 16ch DI | 624
| EDISGI450 | CPCAB-FBM214/215 | CPCAB-FBM214/215 | Foxboro 16ch AI/AO | 609
| EDISGI450 | CPCAB-FBM241-OVR | CPCAB-FBM241-OVR | Foxboro 8ch DI/8ch DO with override | 692
| EDISGI450 | CPCAB-FBM241C | CPCAB-FBM241C | 8CH DI / 8CH DO FBM FTA | 609
| EDISGI450 | CPCAB-FBM242 | CPCAB-FBM242 | Foxboro 16ch DO | 650
| EDISGI450 | CP-D25-2X8AIO | CP-D25-2X8AIO | 2X8CH AIO SUB D | 563
| EDISGI450 | CP-D25-2X8DI | CP-D25-2X8DI | 2X8CH DI SUB D | 563
| EDISGI450 | CP-D25-8DO | CP-D25-8DO | 8CH DO SUB D | 497
| EDISGI450 | CP-D37A-2AI | CP-D37A-2AI | 2 X 8CH AI FTA, 37D PLUG | 584
| EDISGI450 | CP-D37A-2AO | CP-D37A-2AO | 2 X 8CH AO FTA, 37D PLUG | 581
| EDISGI450 | CP-D37B-AD | CP-D37B-AD | 16CH UNIVERSAL I/F | 598
| EDISGI450 | CP-D37B-AI | CP-D37B-AI | 16CH AI FTA, 37D PLUG | 617
| EDISGI450 | CP-D37B-2DI | CP-D37B-2DI | 32CH DI FTA, 37D PLUG | 626
| EDISGI450 | CP-DYNA-2AIO | CP-DYNA-2AIO | 16CH AIO (DUAL CH) FTA (4500) | 512
| EDISGI450 | CP-DYNA-U2AI | CP-DYNA-U2AI | 16CH AIO (DUAL CH) FTA (4500) | 512
| EDISGI450 | CP-DYNA-SAIO | CP-DYNA-SAIO | 16CH AIO (2 wires/ch) | 605
| EDISGI450 | CP-DYNA-DO | CP-DYNA-DO | 8CH DO | 605
| EDISGI450 | CP-DYNB-16AI-R | CP-DYNB-16AI-R | 16CH AI with Repeat Output | 746
| EDISGI450 | CP-DYNB-2AIO | CP-DYNB-2AIO | 32CH AIO (DUAL CH) FTA | 642
| EDISGI450 | CP-DYNB-2DI | CP-DYNB-2DI | 32CH DI (DUAL CH) FTA | 661
| EDISGI450 | CP-DYNB-4DI | CP-DYNB-4DI | 48CH DI (QUAD CH) FTA | 645
| EDISGI450 | CP-DYNB-24DI | CP-DYNB-24DI | 24CH DI (QUAD CH) FTA | 645
| EDISGI450 | CP-DYNB-DILF | CP-DYNB-DILF | 16CH DI (SING CH) +LFD FTA | 629
| EDISGI450 | CP-DYNB-AI-250 | CP-DYNB-AI-250 | 16CH AI (SING CH) 1-5V OUTPUT | 742
| EDISGI450 | CP-DYNB-AIO | CP-DYNB-AIO | 16CH AIO (SING CH) FTA (4500) | 681
| EDISGI450 | CP-DYNB-UAI | CP-DYNB-UAI | 16CH AIO (SING CH) FTA (4500) | 642
| EDISGI450 | CP-DYNB-DI | CP-DYNB-DI | 16CH DI (SING CH) FTA (4500) | 645
| EDISGI450 | CP-DYNB-DO | CP-DYNB-DO | 16CH DO (SING CH) FTA (4500) | 545
| EDISGI450 | CP-DYNB-SAIO | CP-DYNB-SAIO | 16CH AIO (SING CH) FTA (4500) | 678
| EDISGI450 | CP-FBM242 | CP-FBM242 | 16CH DO FBM BASEPLATE | 821
| EDISGI450 | CP-GDID12 | CP-GDID12 | 32CH DI GIIS FTA | 852
| EDISGI450 | CP-GDID15 | CP-GDID15 | 16CH DI GIIS FTA | 798
| EDISGI450 | CP-GDIY12 | CP-GDIY12 | 32CH DI GIIS FTA | 801
| EDISGI450 | CP-GDOD12 | CP-GDOD12 | 16CH DO GIIS FTA | 852
| EDISGI450 | CP-GDOD13 | CP-GDOD13 | 16CH DO GIIS FTA | 852
| EDISGI450 | CP-GDOY22 | CP-GDOY22 | 16CH DO GIIS FTA | 851
| EDISGI450 | CP-GHAI01 | CP-GHAI01 | 16CH DUAL CH AI GIIS FTA | 932
| EDISGI450 | CP-GHAI11 | CP-GHAI11 | 16CH GIIS ANALOGUE INPUT | 1579
| EDISGI450 | CP-GHAO11 | CP-GHAO11 | 16CH GIIS ANALOGUE OUTPUT | 852
| EDISGI450 | CP-GHAO21 | CP-GHAO21 | 16CH GIIS ANALOGUE OUTPUT | 852
| EDISGI450 | CP-GHOX12 | CP-GHOX12 | HONEYWELL 8CH AO FTA | 1011
| EDISGI450 | CP-GMUIOGP16 | CP-GMUIOGP16 | Honeywell C300 UIO FTA | 721
| EDISGI450 | CP-GMUIOHON | CP-GMUIOHON | Honeywell C300 UIO FTA | 721
| EDISGI450 | CPICS-AI-CC | CPICS-AI-CC | ICS 8CH AI WITH HART CC | 640
| EDISGI450 | CPICS-16AI-CC | CPICS-16AI-CC | ICS 16CH AI WITH HART CC | 684
| EDISGI450 | CPICS-2AI-CC | CPICS-2AI-CC | ICS 8X2CH AI WITH HART CC | 673
| EDISGI450 | CPICS-AO-CC | CPICS-AO-CC | ICS 8CH AO CC | 630
| EDISGI450 | CPICS-16DI-CC | CPICS-16DI-CC | ICS 16CH DI CC | 630
| EDISGI450 | CPICS-16FSDI-CC | CPICS-16FSDI-CC | ICS 16CH FSDI CC | 753
| EDISGI450 | CPICS-2DDI-CC | CPICS-2DDI-CC | ICS 8CH X 2 DI CC | 535
| EDISGI450 | CPICS-2TDI-CC | CPICS-2TDI-CC | ICS 8CH X 2 DI CC | 535
| EDISGI450 | CPICS-DI-CC | CPICS-DI-CC | ICS 8CH DI CC | 630
| EDISGI450 | CPICS-DO-CC | CPICS-DO-CC | ICS 8CH DO CC | 535
| EDISGI450 | CPICS-FG560-CC | CPICS-FG560-CC | ICS 8X2CH FIRE & GAS CC | 630
| EDISGI450 | CPICS-FSDI-CC | CPICS-FSDI-CC | ICS 8CH FS DI CC | 630
| EDISGI450 | CPM04-BN | CPM04-BN | B-N 4CH KEYPHASOR BACKPLANE | 354
| EDISGI450 | CPM04-BN-CC | CPM04-BN-CC | B-N 4CH KEYPHASOR BACKPLANE CC | 396
| EDISGI450 | CPM06-BN | CPM06-BN | B-N 6CH TEMP BACKPLANE | 412
| EDISGI450 | CPM06-BN-CC | CPM06-BN-CC | B-N 6CH TEMP BACKPLANE CC | 465
| EDISGI450 | CPM06RTD-BN | CPM06RTD-BN | B-N 6CH RTD | 387
| EDISGI450 | CPM16RTD-BN | CPM16RTD-BN | B-N 16CH RTD | 599
| EDISGI450 | CPM08-BN | CPM08-BN | B-N 8CH VIBRATION BACKPLANE | 455
| EDISGI450 | CPM08-BN-CC | CPM08-BN-CC | B-N 8CH VIBRATION BACKPLANE CC | 528
| EDISGI450 | CPM08-DDI | CPM08-DDI | 16CH DUAL CH DI | 493
| EDISGI450 | CPM08-FBM207B | CPM08-FBM207B | CUSTOM FBM 16CH DI (DUAL CH) | 470
| EDISGI450 | CPM08-FBM211 | CPM08-FBM211 | FBM211 DUAL CHANNEL I/F | 470
| EDISGI450 | CPM08-FBM217 | CPM08-FBM217 | CUSTOM FBM 32CH DI (QUAD CH) | 441
| EDISGI450 | CPM12-SAIO | CPM12-SAIO | 12CH UNIVERSAL INTERFACE | 457
| EDISGI450 | CCM8-8AI-D25 | CCM8-8AI-D25 | 8CH AI SUBD25 CC | 448
| EDISGI450 | CCM8-8AO-D25 | CCM8-8AO-D25 | 8CH AO SUBD25 CC | 448
| EDISGI450 | CCM8-16DI-D25 | CCM8-16DI-D25 | 16CH DUAL DI SUBD25 CC | 448
| EDISGI450 | CCM16-16DI-D25 | CCM16-16DI-D25 | 16CH DI SUBD25 CC | 637
| EDISGI450 | CCM16-16DO-D25 | CCM16-16DO-D25 | 16CH DO SUBD25 CC | 637
| EDISGI450 | CPM8-8AI-D25 | CPM8-8AI-D25 | 8CH AI SUBD25 | 595
| EDISGI450 | CPM8-8AO-D25 | CPM8-8AO-D25 | 8CH AO SUBD25 | 595
| EDISGI450 | CPM8-16DI-D25 | CPM8-16DI-D25 | 16CH DUAL DI SUBD25 | 560
| EDISGI450 | CPM16-16DI-D25 | CPM16-16DI-D25 | 16CH DI SUBD25 | 595
| EDISGI450 | CPM16-16DO-D25 | CPM16-16DO-D25 | 16CH DO SUBD25 | 561
| EDISGI450 | CPM16-AI3351-L | CPM16-AI3351-L | 16CH AI 3351 LH FTA | 655
| EDISGI450 | CPM16-AI3351-R | CPM16-AI3351-R | 16CH AI 3351 RH FTA | 665
| EDISGI450 | CPM16-2AIO | CPM16-2AIO | 32CH AI/AO ELCO I/F | 661
| EDISGI450 | CPM16-2AV | CPM16-2AV | 32CH AI VOLTAGE O/P ELCO I/F | 645
| EDISGI450 | CPM16-AI3700-L | CPM16-AI3700-L | 16CH AI 3700 LEFT FTA (4500) | 771
| EDISGI450 | CPM16-AI3700-R | CPM16-AI3700-R | 16CH AI 3700 RIGHT FTA (4500) | 771
| EDISGI450 | CPM16-AI3704E-EX | CPM16-AI3704E-EX | 16CH AI 3704E EXT FTA (4500) | 645
| EDISGI450 | CPM16-AI3704E-L | CPM16-AI3704E-L | 16CH AI 3704E LH FTA (4500) | 859
| EDISGI450 | CPM16-AI3704E-R | CPM16-AI3704E-R | 16CH AI 3704E RH FTA (4500) | 859
| EDISGI450 | CPM16-AI3721R-L | CPM16-AI3721R-L | 16CH AI 3721 FTA WITH REPEAT | 949
| EDISGI450 | CPM16-AI3721R-R | CPM16-AI3721R-R | 16CH AI 3721 FTA WITH REPEAT | 949
| EDISGI450 | CPM16-AI3722X-L | CPM16-AI3722X-L | 16CH AI 3722-23 LEFT FTA (4500) | 771
| EDISGI450 | CPM16-AI3722X-R | CPM16-AI3722X-R | 16CH AI 3722-23 RIGHT FTA (4500) | 771
| EDISGI450 | CPM16-AI3722R-L | CPM16-AI3722R-L | 16CH AI 3722-23 + RPT LEFT FTA (4500) | 949
| EDISGI450 | CPM16-AI3722R-R | CPM16-AI3722R-R | 16CH AI 3722-23 + RPT RIGHT FTA (4500) | 949
| EDISGI450 | CPM16-AIO | CPM16-AIO | 16CH AIO (1CH I) FTA (4500) | 617
| EDISGI450 | CPM16-AO3805E-L | CPM16-AO3805E-L | 2 X 8CH AO 3805E LH FTA (4500) | 700
| EDISGI450 | CPM16-AO3805E-R | CPM16-AO3805E-R | 2 X 8CH AO 3805E RH FTA (4500) | 700
| EDISGI450 | CPM16-AO3809X | CPM16-AO3809X | 16CH TRICON CX AO AND UI | 655
| EDISGI450 | CPM16-DI3503E-L | CPM16-DI3503E-L | TRICON 32CH DI | 783
| EDISGI450 | CPM16-DI3503E-R | CPM16-DI3503E-R | TRICON 32CH DI | 783
| EDISGI450 | CPM16-DI3504E-L | CPM16-DI3504E-L | 32CH DI 3504E LEFT FTA (4500) | 656
| EDISGI450 | CPM16-DI3504E-R | CPM16-DI3504E-R | 32CH DI 3504E RIGHT FTA (4500) | 656
| EDISGI450 | CPM16-DO3604E-L | CPM16-DO3604E-L | 16CH DO 3604E LH FTA (4500) | 650
| EDISGI450 | CPM16-DO3604E-R | CPM16-DO3604E-R | 16CH DO 3604E RH FTA (4500) | 648
| EDISGI450 | CPM16-DO3624-L | CPM16-DO3624-L | TRICON 16CH DO | 648
| EDISGI450 | CPM16-DO3624-R | CPM16-DO3624-R | TRICON 16CH DO | 606
| EDISGI450 | CPM16-FBM207B | CPM16-FBM207B | CUSTOM FBM 16CH DI (SING CH) | 618
| EDISGI450 | CPM16-FBM211 | CPM16-FBM211 | 16CH AI FBM200 I/A (4500) | 599
| EDISGI450 | CPM16-FBM201/4/37 | CPM16-FBM201/4/37 | 2 X 8CH FBM AI/AO | 577
| EDISGI450 | CPM16-FBM214/215 | CPM16-FBM214/215 | 2X8CH AI/AO FBM200 I/A (4500) | 577
| EDISGI450 | CPM16-FBM217 | CPM16-FBM217 | 32CH DI FBM200 I/A (4500) | 618
| EDISGI450 | CPM16-FBM217-M | CPM16-FBM217-M | 16CH DI FBM200 I/A (M) | 599
| EDISGI450 | CPM16-FBM217-S | CPM16-FBM217-S | 16CH DI FBM200 I/A (S) | 577
| EDISGI450 | CPM16-FBM241C | CPM16-FBM241C | 8CH DI 8CH FBM241C | 581
| EDISGI450 | CPM16-FBM242 | CPM16-FBM242 | 16CH DO FBM200 I/A (4500) | 620
| EDISGI450 | CPM16-FBM247 | CPM16-FBM247 | 2 x 8CH FBM247 UIO | 655
| EDISGI450 | CPM16-FG3704E-L | CPM16-FG3704E-L | 32CH FG 3704E LH FTA (4500) | 804
| EDISGI450 | CPM16-FG3704E-R | CPM16-FG3704E-R | 32CH FG 3704E RH FTA (4500) | 804
| EDISGI450 | CPM16-SDI3503E-L | CPM16-SDI3503E-L | 16CH DI 3503E LH FTA (4500) | 616
| EDISGI450 | CPM16-SDI3503E-R | CPM16-SDI3503E-R | 16CH DI 3503E RH FTA (4500) | 617
| EDISGI450 | CPM16-SDI3503R-L | CPM16-SDI3503R-L | 16CH DI 3503E LH FTA + Repeat | 713
| EDISGI450 | CPM16-SDI3503R-R | CPM16-SDI3503R-R | 16CH DI 3503E RH FTA + Repeat | 713
| EDISGI450 | CPM16-SDI3504E-EX | CPM16-SDI3504E-EX | 16CH DI 3504E EXT FTA (4500) | 581
| EDISGI450 | CPM16-SDI3504E-L | CPM16-SDI3504E-L | 16CH DI 3504E LH FTA (4500) | 687
| EDISGI450 | CPM16-SDI3504E-R | CPM16-SDI3504E-R | 16CH DI 3504E RH FTA (4500) | 687
| EDISGI450 | CPM16-SDI3506X-L | CPM16-SDI3506X-L | 16CH DI 3506X LH FTA (4500) | 616
| EDISGI450 | CPM16-SDI3506X-R | CPM16-SDI3506X-R | 16CH DI 3506X RH FTA (4500) | 616
| EDISGI450 | CPM16-SDI3506X-EX | CPM16-SDI3506X-EX | 16CH DI 3506XEXT FTA (4500) | 544
| EDISGI450 | CPM16-SM321DDI | CPM16-SM321DDI | 2 X 16CH REDUNDANT DI ISMTA | 693
| EDISGI450 | CPM16-SM321DI | CPM16-SM321DI | 32CH REDUNDANT DI ISMTA | 628
| EDISGI450 | CPM16-SM321DI-LF | CPM16-SM321DI-LF | 32CH REDUNDANT DI+LF ISMTA | 670
| EDISGI450 | CPM16-SM321DILFD | CPM16-SM321DILFD | 16CH DI WITH LFD PASSTHROUGH | 670
| EDISGI450 | CPM16-SM322DO | CPM16-SM322DO | 16CH DO ISMTA | 632
| EDISGI450 | CPM16-SM331AI | CPM16-SM331AI | 2 X 8CH AI ISMTA | 616
| EDISGI450 | CPM16-SM331AI-R | CPM16-SM331AI-R | 2 X 8CH AI ISMTA WITH REPEAT | 719
| EDISGI450 | CPM16-SM331RAI | CPM16-SM331RAI | 2 X 8CH REDUNDANT AI ISMTA | 703
| EDISGI450 | CPM16-SM331RAIH | CPM16-SM331RAIH | 2X8CH REDUNDANT AI HART ISMTA | 680
| EDISGI450 | CPM6-SM336FAIH | CPM6-SM336FAIH | 6CH REDUNDANT AI HART ISMTA | 623
| EDISGI450 | CPM6-SM336SAIH | CPM6-SM336SAIH | 6CH REDUNDANT AI HART ISMTA | 616
| EDISGI450 | CPM10-SM326FDO | CPM10-SM326FDO | 10CH REDUNDANT DO ISMTA | 590
| EDISGI450 | CPM12-SM326FDI | CPM12-SM326FDI | 12CH REDUNDANT DI ISMTA | 590
| EDISGI450 | CPM24-SM326FDI | CPM24-SM326FDI | 2 X 12CH REDUNDANT DI ISMTA | 645
| EDISGI450 | CPM16-SM332AO | CPM16-SM332AO | 2 X 8CH AO ISMTA (4500) | 616
| EDISGI450 | CPM16-SM332RAO | CPM16-SM332RAO | 2 X 8CH REDUNDANT AO ISMTA | 715
| EDISGI450 | CPM16-SM332RAOH | CPM16-SM332RAOH | 2X8CH REDUNDANT AO HART ISMTA | 731
| EDISGI450 | CPM16-SFG3700-L | CPM16-SFG3700-L | 16CH F&G 3700 LH FTA | 804
| EDISGI450 | CPM16-SFG3700-R | CPM16-SFG3700-R | 16CH F&G 3700 RH FTA | 859
| EDISGI450 | CPM16-SFG3704E-L | CPM16-SFG3704E-L | 32CH F&G 3700 LH FTA | 656
| EDISGI450 | CPM16-SFG3704E-R | CPM16-SFG3704E-R | 32CH F&G 3700 RH FTA | 656
| EDISGI450 | CPM16-SFG3704E-EX | CPM16-SFG3704E-EX | F&G EXTENDER FTA | 656
| EDISGI450 | CPM16U | CPM16U | 16 WAY UNIV. BACKPLANE (4500) | 603
| EDISGI450 | CPM32U | CPM32U | 32 WAY UNIV. BACKPLANE (4500) | 1057
| EDISGI450 | CPM32UN | CPM32UN | 32 WAY UNIV. BACKPLANE (4500) | 1159
| EDISGI450 | CPM4-FBM201/4/37 | CPM4-FBM201/4/37 | CUSTOM FBM 8CH AI/AO (DUAL CH) | 346
| EDISGI450 | CPM4-FBM214/215 | CPM4-FBM214/215 | CUSTOM FBM 8CH AI/AO (DUAL CH) | 341
| EDISGI450 | CPM8-FBM201/4/37 | CPM8-FBM201/4/37 | CUSTOM FBM 8CH AI/AO (SING CH) | 476
| EDISGI450 | CPM8-FBM214/215 | CPM8-FBM214/215 | CUSTOM FBM 8CH AI/AO (SING CH) | 476
| EDISGI450 | CPM8-SM331AI | CPM8-SM331AI | 2 X 8CH AI ISMTA | 598
| EDISGI450 | CPM8-SM332AO | CPM8-SM332AO | 2 X 8CH AO ISMTA | 598
| EDISGI450 | CPS04 | CPS04 | 4 WAY STD 4500 BACKPLANE | 180
| EDISGI450 | CPS04-2AIO | CPS04-2AIO | 4 WAY DUAL CHANNEL AIO | 324
| EDISGI450 | CPS04-AIREP | CPS04-AIREP | 4CH NON-IS AI + REPEAT | 420
| EDISGI450 | CPS04-CC | CPS04-CC | 4 WAY STD BACKPLANE CC | 244
| EDISGI450 | CPS08 | CPS08 | 8 WAY STD 4500 BACKPLANE | 403
| EDISGI450 | CPS08-BN | CPS08-BN | B-N 8CH SCREW TERMINALS | 478
| EDISGI450 | CPS08-BN-CC | CPS08-BN-CC | B-N 8CH SCREW TERMINALS CC | 552
| EDISGI450 | CPS08-CC | CPS08-CC | 8 WAY STD 4500 BACKPLANE CC | 486
| EDISGI450 | CPS08-LR | CPS08-LR | SHIPPING APPROVED CPS08 | 448
| EDISGI450 | CPS08-LR-CC | CPS08-LR-CC | SHIPPING APPROVED CPS08 CC | 539
| EDISGI450 | CPS16 | CPS16 | 16 WAY STD 4500 BACKPLANE | 603
| EDISGI450 | CPS16-AIO | CPS16-AIO | 16 WAY STD 4500 BACKPLANE CC | 773
| EDISGI450 | CPS16-CC | CPS16-CC | 16 WAY STD 4500 BACKPLANE CC | 642
| EDISGI450 | CPS16C | CPS16C | 16WAY GP BP WITH CROSS WIRING | 675
| EDISGI450 | CPS16C-250 | CPS16C-250 | 16WAY BP FOR 1-5V AI | 799
| EDISGI450 | CPS16C-D250 | CPS16C-D250 | 16WAY DUAL CH BP FOR 1-5V AI | 852
| EDISGI450 | CPS16-LR | CPS16-LR | SHIPPING APPROVED CPS16 CC | 613
| EDISGI450 | CPS16-LR-CC | CPS16-LR-CC | SHIPPING APPROVED CPS16 CC | 703
| EDISGI450 | CPS16-SAIO | CPS16-SAIO | 16CH G.P. AIO, DILF (4500) | 852
| EDISGI450 | CPSUP08-8AI | CPSUP08-8AI | SUPCON 8CH AI | 476
| EDISGI450 | CPSUP08-8AO | CPSUP08-8AO | SUPCON 8CH AO | 476
| EDISGI450 | CPSUP16-16AIO | CPSUP16-16AIO | SUPCON 16CH AIO | 679
| EDISGI450 | CPSUP16-32DI | CPSUP16-32DI | SUPCON 32CH DI+LFD | 679
| EDISGI450 | CPSUP16-16DIO | CPSUP16-16DIO | SUPCON 16CH DIO | 636
| EDISGI450 | CPSUP16-32DI-M | CPSUP16-32DI-M | SUPCON 32CH DI+LFD (M) | 668
| EDISGI450 | CPSUP16-32DI-S | CPSUP16-32DI-S | SUPCON 32CH DI+LFD (S) | 636
| EDISGI450 | CPSUP16-32DO-M | CPSUP16-32DO-M | SUPCON 32CH DO MASTER | 636
| EDISGI450 | CPSUP16-32DO-S | CPSUP16-32DO-S | SUPCON 32CH DO SLAVE | 493
| EDISGI450 | CVSUP08-8AI | CVSUP08-8AI | SUPCON 8CH AI CC | 550
| EDISGI450 | CVSUP08-8AO | CVSUP08-8AO | SUPCON 8CH AO CC | 550
| EDISGI450 | CVSUP16-16AIO | CVSUP16-16AIO | SUPCON 16CH AIO CC | 745
| EDISGI450 | CVSUP16-32DI | CVSUP16-32DI | SUPCON 32CH DI+LFD CC | 745
| EDISGI450 | CVSUP16-16DIO | CVSUP16-16DIO | SUPCON 16CH DIO CC | 745
| EDISGI450 | CVSUP16-32DO-M | CVSUP16-32DO-M | SUPCON 32CH DO MASTER | 745
| EDISGI450 | CVSUP16-32DO-S | CVSUP16-32DO-S | SUPCON 32CH DO SLAVE | 550
| EDISGI450 | CPS24 | CPS24 | 24 WAY STD 4500 BACKPLANE | 851
| EDISGI450 | CCY-C3-AAI543 | CCY-C3-AAI543 |  | 637
| EDISGI450 | CCY-C3-AAI543-H | CCY-C3-AAI543-H |  | 637
| EDISGI450 | CCY-C3-AAI841-H | CCY-C3-AAI841-H |  | 637
| EDISGI450 | CCY-C3-AAP135 | CCY-C3-AAP135 |  | 623
| EDISGI450 | CCY-C3-ADV151 | CCY-C3-ADV151 |  | 544
| EDISGI450 | CCY-C3-ADV151-M | CCY-C3-ADV151-M |  | 543
| EDISGI450 | CCY-C3-ADV151-S | CCY-C3-ADV151-S |  | 543
| EDISGI450 | CCY-C3-ADV151-8 | CCY-C3-ADV151-8 |  | 543
| EDISGI450 | CCY-C3-ADV551-M | CCY-C3-ADV551-M |  | 544
| EDISGI450 | CCY-C3-ADV551-S | CCY-C3-ADV551-S |  | 544
| EDISGI450 | CCY-C3-RAB841 | CCY-C3-RAB841 | YOK C3 AAI141 16CH AI (I) CC | 637
| EDISGI450 | CCY-C3-RAI141 | CCY-C3-RAI141 | YOK C3 AAI141 16CH AI (I) CC | 637
| EDISGI450 | CCY-C3-RAV141 | CCY-C3-RAV141 | YOK C3 AAI141 16CH AI (I) CC | 637
| EDISGI450 | CCY-RS-AI16-KS | CCY-RS-AI16-KS |  | 852
| EDISGI450 | CCY-RS-AO8-KS | CCY-RS-AO8-KS |  | 852
| EDISGI450 | CCY-RS-DI16-AKB | CCY-RS-DI16-AKB |  | 860
| EDISGI450 | CCY-RS-DO16-AKB | CCY-RS-DO16-AKB |  | 980
| EDISGI450 | CCY-RS-SAI16-KS | CCY-RS-SAI16-KS |  | 852
| EDISGI450 | CCY-RS-SDI16-AKB | CCY-RS-SDI16-AKB |  | 980
| EDISGI450 | CCY-RS-SPI16-AKB | CCY-RS-SPI16-AKB |  | 980
| EDISGI450 | CCY-RS-SSI16-AKB | CCY-RS-SSI16-AKB | YOKOGAWA RS 16CH S'VISED DI CC | 961
| EDISGI450 | CCY-RS-VP-AI16 | CCY-RS-VP-AI16 |  | 961
| EDISGI450 | CPY-C3-AAI141 | CPY-C3-AAI141 | YOK C3 AAI141 16 X 2CH AI (I) | 631
| EDISGI450 | CPY-C3-AAI141-HD | CPY-C3-AAI141-HD | YOK C3 AAI141 32CH AI (I) | 674
| EDISGI450 | CPY-C3-AAI543 | CPY-C3-AAI543 | YOK C3 AAI543 16CH AO HART | 611
| EDISGI450 | CPY-C3-AAI543-H | CPY-C3-AAI543-H | YOK C3 AAI543-H 16CH AO | 612
| EDISGI450 | CPY-C3-AAI543-HD | CPY-C3-AAI543-HD | YOK C3 AAI543 32CH AO | 693
| EDISGI450 | CPY-C3-AAI841 | CPY-C3-AAI841 | YOK C3 AAI841 8CH AI/8CH AO | 632
| EDISGI450 | CPY-C3-AAI841-H | CPY-C3-AAI841-H | YOK C3 AAI841 8CH AI/8CH AO HP | 631
| EDISGI450 | CPY-C3-AAI841-HD | CPY-C3-AAI841-HD | YOK C3 AAI841 16CH AI/16CH AO | 632
| EDISGI450 | CPY-C3-AAP135 | CPY-C3-AAP135 | YOK C3 AAP135 8CH PULSE I/P | 575
| EDISGI450 | CPY-C3-AAV141 | CPY-C3-AAV141 | YOK C3 AAV141 16 X 2CH AI (V) | 631
| EDISGI450 | CPY-C3-ADV151 | CPY-C3-ADV151 | YOK C3 ADV151/161 16 X 2CH DI | 515
| EDISGI450 | CPY-C3-ADV151-8 | CPY-C3-ADV151-8 | YOK C3 ADV151/161 8X4CH DI | 507
| EDISGI450 | CPY-C3-ADV151-M | CPY-C3-ADV151-M | YOK C3 ADV151/161 16CH DI (M) | 496
| EDISGI450 | CPY-C3-ADV151-S | CPY-C3-ADV151-S | YOK C3 ADV151/161 16CH DI (S) | 489
| EDISGI450 | CPY-C3-ADV159 | CPY-C3-ADV159 |  | 543
| EDISGI450 | CPY-C3-ADV161 | CPY-C3-ADV161 | YOK C3 ADV151/161 16 X 4CH DI | 606
| EDISGI450 | CPY-C3-ADV551-M | CPY-C3-ADV551-M | YOK C3 ADV551 16CH DO (M) | 506
| EDISGI450 | CPY-C3-ADV551-S | CPY-C3-ADV551-S | YOK C3 ADV551 16CH DO (S) | 497
| EDISGI450 | CPY-C3-ADV551L-M | CPY-C3-ADV551L-M | YOK C3 ADV551 16CH DO (M) | 502
| EDISGI450 | CPY-C3-ADV551L-S | CPY-C3-ADV551L-S | YOK C3 ADV551 16CH DO (S) | 499
| EDISGI450 | CPY-C3-ADV559 | CPY-C3-ADV559 |  | 552
| EDISGI450 | CPY-C3-MA841 | CPY-C3-MA841 | YOK C3 AAI841 8CH AI/8CH AO | 631
| EDISGI450 | CPY-C3-RAB841 | CPY-C3-RAB841 |  | 631
| EDISGI450 | CPY-C3-RAB841-8 | CPY-C3-RAB841-8 | YOK C3 AAB841 4 X 2CH AV / AO | 631
| EDISGI450 | CPY-C3-RAI135/835 | CPY-C3-RAI135/835 | YOK C3 AAI135/835 8AI/4AI 4AO | 621
| EDISGI450 | CPY-C3-RAI141 | CPY-C3-RAI141 | YOK C3 AAI141 16CH AI (I) | 617
| EDISGI450 | CPY-C3-RAI141-H8 | CPY-C3-RAI141-H8 | YOK C3 AAI141/143 8X2CH AI | 637
| EDISGI450 | CPY-C3-RAI543-H8 | CPY-C3-RAI543-H8 | YOK C3 AAI543 8 X 2CH AO | 637
| EDISGI450 | CPY-C3-RAI841-8 | CPY-C3-RAI841-8 | YOK C3 AAI841 4X2CH AI/AO | 594
| EDISGI450 | CPY-C3-RAI841-H8 | CPY-C3-RAI841-H8 | YOK C3 AAI841-H 4X2CH AI/AO HP | 594
| EDISGI450 | CPY-C3-RAV141 | CPY-C3-RAV141 |  | 631
| EDISGI450 | CPY-C3-RAV141-8 | CPY-C3-RAV141-8 |  | 629
| EDISGI450 | CPY-RS-AI16-KS | CPY-RS-AI16-KS | YOKOGAWA RS 16CH AI (I) | 913
| EDISGI450 | CPY-RS-AI16V-KS | CPY-RS-AI16V-KS |  | 852
| EDISGI450 | CPY-RS-AO8-KS | CPY-RS-AO8-KS | YOKOGAWA RS 8CH AO | 852
| EDISGI450 | CPY-RS-DI16-AKB | CPY-RS-DI16-AKB | YOKOGAWA RS 16CH DI | 887
| EDISGI450 | CPY-RS-DO16-AKB | CPY-RS-DO16-AKB | YOKOGAWA RS 16CH DO | 1016
| EDISGI450 | CPY-RS-DO16A-AKB | CPY-RS-DO16A-AKB | YOKOGAWA RS 16CH DO | 1232
| EDISGI450 | CPY-RS-DO8-AKB | CPY-RS-DO8-AKB | YOKOGAWA RS 8CH DO | 890
| EDISGI450 | CPY-RS-SAI16-KS | CPY-RS-SAI16-KS | YOKOGAWA RS 16CH AI (I) | 871
| EDISGI450 | CPY-RS-SAI16V-KS | CPY-RS-SAI16V-KS |  | 1470
| EDISGI450 | CPY-RS-SDI16-AKB | CPY-RS-SDI16-AKB | YOKOGAWA RS 16CH DI + LFD | 1016
| EDISGI450 | CPY-RS-SPI16-AKB | CPY-RS-SPI16-AKB | YOKOGAWA RS 16CH FS DI + LFD | 1024
| EDISGI450 | CPY-RS-SSI16-AKB | CPY-RS-SSI16-AKB | YOKOGAWA RS 16CH SUPERVISED DI | 1033
| EDISGI450 | CPY-RS-VP-AI16 | CPY-RS-VP-AI16 | YOKOGAWA RS 16CH AI + REP | 1039
| EDISGI450 | CPYOK-AIO | CPYOK-AIO | YOK ANM11/12 16CH AIO | 637
| EDISGI450 | CPYOK-DI-KS9 | CPYOK-DI-KS9 | YOK ADM12C 32CH DI | 594
| EDISGI450 | CPYOK-DIO-KS2 | CPYOK-DIO-KS2 | YOK ADM11C/51C 16CH DIO KS2 | 637
| EDISGI450 | CPYOK-DIO-M | CPYOK-DIO-M |  | 607
| EDISGI450 | CPYOK-DIO-S | CPYOK-DIO-S |  | 588
| EDISGI450 | CPYOK-MA-16 | CPYOK-MA-16 | YOK AMC80 8CH AI / 8CH AO | 678
| EDISGI450 | CTM8-SM331AIH | CTM8-SM331AIH | 2 X 8CH AI MTA | 1082
| EDISGI450 | CV-D37A-2AI | CV-D37A-2AI |  | 562
| EDISGI450 | CV-D37A-2AO | CV-D37A-2AO |  | 562
| EDISGI450 | CV-DYNB-16AI-R | CV-DYNB-16AI-R |  | 798
| EDISGI450 | CV-D37B-AD | CV-D37B-AD |  | 682
| EDISGI450 | CV-D37B-AI | CV-D37B-AI |  | 682
| EDISGI450 | CV-D37B-2DI | CV-D37B-2DI |  | 682
| EDISGI450 | CV-DYNA-SAIO | CV-DYNA-SAIO |  | 590
| EDISGI450 | CV-DYNA-DO | CV-DYNA-DO |  | 590
| EDISGI450 | CV-DYNB-AI250 | CV-DYNB-AI250 |  | 900
| EDISGI450 | CV-DYNA-2AIO | CV-DYNA-2AIO | 16CH AIO (DUAL CH) FTA (4500) CC | 590
| EDISGI450 | CV-DYNA-U2AI | CV-DYNA-U2AI | 16CH AI (DUAL CH) FTA (4500) CC | 595
| EDISGI450 | CV-DYNB-AIO | CV-DYNB-AIO | 16CH AIO (SING CH) FTA CC | 710
| EDISGI450 | CV-DYNB-UAI | CV-DYNB-UAI | 16CH AIO (SING CH) FTA CC | 710
| EDISGI450 | CV-DYNB-2AIO | CV-DYNB-2AIO | 32CH AIO (DUAL CH) FTA CC | 710
| EDISGI450 | CV-DYNB-DI | CV-DYNB-DI | 16CH DI (SING CH) FTA CC | 710
| EDISGI450 | CV-DYNB-DILF | CV-DYNB-DILF | 16CH DI WITH LFD PASSTHROUGH | 710
| EDISGI450 | CV-DYNB-2DI | CV-DYNB-2DI | 32CH DI | 710
| EDISGI450 | CV-DYNB-4DI | CV-DYNB-4DI | 48CH DI | 710
| EDISGI450 | CV-DYNB-DO | CV-DYNB-DO | 16CH DO | 595
| EDISGI450 | CV-DYNB-SAIO | CV-DYNB-SAIO | 16CH AIO | 710
| EDISGI450 | CV-GDID12 | CV-GDID12 | 32CH DI GIIS FTA CC | 852
| EDISGI450 | CV-GDID15 | CV-GDID15 |  | 852
| EDISGI450 | CV-GDIY12 | CV-GDIY12 |  | 853
| EDISGI450 | CV-GDOD12 | CV-GDOD12 |  | 852
| EDISGI450 | CV-GDOD13 | CV-GDOD13 |  | 852
| EDISGI450 | CV-GDOY22 | CV-GDOY22 |  | 853
| EDISGI450 | CV-GHAI01 | CV-GHAI01 |  | 968
| EDISGI450 | CV-GHAI11 | CV-GHAI11 | 16CH GIIS ANALOGUE INPUT CC | 1632
| EDISGI450 | CV-GHAO11 | CV-GHAO11 | 16CH GIIS ANALOGUE OUTPUT CC | 862
| EDISGI450 | CV-GHAO21 | CV-GHAO21 | 16CH GIIS ANALOGUE OUTPUT CC | 862
| EDISGI450 | CV-GHOX12 | CV-GHOX12 | HONEYWELL 8CH AO FTA CC | 1093
| EDISGI450 | CV-GMUIOGP16 | CV-GMUIOGP16 | Honeywell C300 UIO FTA | 747
| EDISGI450 | CV-GMUIOHON | CV-GMUIOHON |  | 747
| EDISGI450 | FC-GMAO08 | FC-GMAO08 | 4/8CH AO 4-20MA FTA (4500) | 465
| EDISGI450 | FC-GMDL08 | FC-GMDL08 |  | 465
| EDISGI450 | FC-GMDO08 | FC-GMDO08 | 8CH DO (LOOP PWR) FTA (4500) | 447
| EDISGI450 | FC-GMFD16 | FC-GMFD16 | 16CH DI (M SING CH) FTA (4500) | 642
| EDISGI450 | FC-GMHA16 | FC-GMHA16 | 16CH AI 4-20MA FTA (4500) | 642
| EDISGI450 | FC-GMHD32 | FC-GMHD32 | 32CH DI (4 CH) FTA (4500) | 565
| EDISGI450 | FC-GMHF16 | FC-GMHF16 | 16CH F&G FTA (4500) | 642
| EDISGI450 | FC-GMLA16 | FC-GMLA16 | 16CH AI 4-20MA/TEMP FTA (4500) | 642
| EDISGI450 | FC-GMLA16D-C | FC-GMLA16D-C | 16CH AI 4-20MA + R FTA (4500) | 699
| EDISGI450 | FC-GMLA16D-S | FC-GMLA16D-S | 16CH AI 4-20MA + R FTA (4500) | 699
| EDISGI450 | FC-GMLD16 | FC-GMLD16 | 16CH DI (SING CH) FTA (4500) | 642
| EDISGI450 | FC-GMLF16 | FC-GMLF16 | 16CH F&G (SING CH) FTA (4500) | 642
| EDISGI450 | FC-GMMD16 | FC-GMMD16 | 16CH DI (DUAL CH) FTA (4500) | 565
| EDISGI450 | FC-GMRF16 | FC-GMRF16 | 16CH F&G (REM R) FTA (4500) | 656
| EDISGI450 | FC-GMSD16 | FC-GMSD16 | 16CH DI (SAFE) FTA (4500) | 642
| EDISGI450 | FC-GMRUSGP16 | FC-GMRUSGP16 | USIO 16CH AI/AO/DI/DO FTA CC | 656
| EDISGI450 | FC-GMUIOAI16 | FC-GMUIOAI16 | UPIO 16CH AI/AO/DI/DO FTA CC | 565
| EDISGI450 | FC-GMRUSSP16 | FC-GMRUSSP16 | USIO 16CH FSDI FTA CC | 656
| EDISGI450 | FC-GMUIODI16 | FC-GMUIODI16 | UPIO 16CH AI/AO/DI/DO FTA CC | 565
| EDISGI450 | FC-GMRUSDO12 | FC-GMRUSDO12 | UIO 12CH DO+LFD FTA CC | 656
| EDISGI450 | FC-GMUIOAL16 | FC-GMUIOAL16 | 16CH AI FTA CC | 656
| EDISGI450 | GP-DYNA-DO | GP-DYNA-DO | Honeywell C300 Relay FTA | 475
| EDISGI450 | XP-GDID15 | XP-GDID15 | CP-GDID15 EXTENDER | 798
| EDISGI450 | XP-GDOY22 | XP-GDOY22 | CP-GDIY22 EXTENDER | 798
| EDISGI450 | XV-GDID15 | XV-GDID15 | CV-GDID15 EXTENDER | 851
| EDISGI450 | XV-GDOY22 | XV-GDOY22 | CV-GDIY22 EXTENDER | 852
| EDISFAUNAP72 | ET-485 | ET-485 | SERIAL TO ETHERNET CONVERTER | 391
| EDISFAUNAP72 | PC30/D | PC30/D | DIN RAIL LIGHTNING BARRIERS | 235
| EDISGI450P51 | MTL4501-SR | MTL4501-SR | PROXIMITY DETECTOR SIL3 | 522
| EDISGI450P51 | MTL4504 | MTL4504 | 1CH DI RELAY OUTPUT + N.E. LFD ALM | 304
| EDISGI450P51 | MTL4510 | MTL4510 | 4CH DIGITAL INPUT | 508
| EDISGI450P51 | MTL4510B | MTL4510B | 4CH MULTIFUNCTION DIG INPUT | 665
| EDISGI450P51 | MTL4511 | MTL4511 | 1CH DI C/O RELAY OUTPUT + LFD | 254
| EDISGI450P51 | MTL4513 | MTL4513 | 2CH DI SOLID STATE OUTPUT +LFD | 379
| EDISGI450P51 | MTL4514 | MTL4514 | 1CH DI RELAY OUTPUT + LFD ALM | 304
| EDISGI450P51 | MTL4514B | MTL4514B | 1CH DI RELAY OUTPUT + LFD ALM | 304
| EDISGI450P51 | MTL4514D | MTL4514D | 1CH SWITCH/PROX INTERFACE, DUAL OUTPUTS | 304
| EDISGI450P51 | MTL4514N | MTL4514N | 1CH DI RESISTANCE OUTPUT + LFD | 304
| EDISGI450P51 | MTL4516 | MTL4516 | 2CH DI RELAY OUTPUT + LFD | 379
| EDISGI450P51 | MTL4516C | MTL4516C | 2CH DI C/O RELAY OUTPUT + LFD | 408
| EDISGI450P51 | MTL4517 | MTL4517 | 2CH DI RELAY OUTPUT + LFD ALM | 408
| EDISGI450P51 | MTL4521 | MTL4521 | LOOP PWRD SOLENOID/ALM DRIVER | 273
| EDISGI450P51 | MTL4521L | MTL4521L | LOOP PWRD SOLENOID/ALM DRIVER 25V 108MA | 273
| EDISGI450P51 | MTL4521Y | MTL4521Y | LOOP PWRD SOLENOID/ALM DRIVER | 285
| EDISGI450P51 | MTL4523 | MTL4523 | SOLENOID/ALM DRIVER + LFD | 365
| EDISGI450P51 | MTL4523L | MTL4523L | SOL/ALM DRIVER LOOP PWRD + LFD | 365
| EDISGI450P51 | MTL4523R | MTL4523R | SOLENOID/ALM DRIVER + REV LFD | 365
| EDISGI450P51 | MTL4523V | MTL4523V | SOLENOID/ALM DRIVER + LFD | 365
| EDISGI450P51 | MTL4523VL | MTL4523VL | SOLENOID/ALM DRIVER + LFD 25V 108MA | 365
| EDISGI450P51 | MTL4523Y | MTL4523Y | SOLENOID/ALM DRIVER + LFD | 383
| EDISGI450P51 | MTL4524 | MTL4524 | SOL/ALM DRIVER SWITCH CONT+OVR | 311
| EDISGI450P51 | MTL4524S | MTL4524S | SOL/ALM DRIVER SWITCH CONT+OVR | 311
| EDISGI450P51 | MTL4525 | MTL4525 | SOL/ALM DRIVER SWITCH CONT+OVR | 311
| EDISGI450P51 | MTL4526 | MTL4526 | SWITCH OPERATED RELAY | 388
| EDISGI450P51 | MTL4531 | MTL4531 | VIBRATION SENSOR ISOLATOR | 489
| EDISGI450P51 | MTL4532 | MTL4532 | PULSE ISOLATOR | 452
| EDISGI450P51 | MTL4541 | MTL4541 | 1CH SMART TX REPEATER 4-20MA | 378
| EDISGI450P51 | MTL4541A | MTL4541A | 1CH REPEATER, PASSIVE I/P | 430
| EDISGI450P51 | MTL4541AS | MTL4541AS | 1CH REPEAT, PSVE I/P, SINK O/P | 430
| EDISGI450P51 | MTL4541B | MTL4541B | 1CH SMART TX REPEATER 2 PORT | 430
| EDISGI450P51 | MTL4541P | MTL4541P | 1CH SMART TX REPEATER HIGH PWR | 430
| EDISGI450P51 | MTL4541S | MTL4541S | 1CH TX REPEATER SK | 417
| EDISGI450P51 | MTL4541T | MTL4541T | 1CH TX REPEATER 22V, 167mA | 459
| EDISGI450P51 | MTL4541Y | MTL4541Y | 1CH SMART TX REPEATER 4-20MA | 394
| EDISGI450P51 | MTL4541YA | MTL4541YA | 1CH REPEATER, PASSIVE I/P | 452
| EDISGI450P51 | MTL4544 | MTL4544 | 2CH SMART TX REPEATER 4-20MA | 681
| EDISGI450P51 | MTL4544A | MTL4544A | 2CH REPEATER, PASSIVE I/P | 753
| EDISGI450P51 | MTL4544AS | MTL4544AS | 2CH REPEAT, PSVE I/P, SINK O/P | 753
| EDISGI450P51 | MTL4544B | MTL4544B | 2CH SMART TX REPEATER 2 PORT | 753
| EDISGI450P51 | MTL4544D | MTL4544D | 1CH TX REP 2O/P | 572
| EDISGI450P51 | MTL4544S | MTL4544S | 2CH TX REPEATER SK | 767
| EDISGI450P51 | MTL4545Y | MTL4545Y | 1CH SMART 4-20MA OUTPUT+OC LFD | 388
| EDISGI450P51 | MTL4546 | MTL4546 | 1CH SMART 4-20MA OUTPUT+LFD | 393
| EDISGI450P51 | MTL4546C | MTL4546C | 1CH SMART 4-20MA OUTPUT+OC LFD | 393
| EDISGI450P51 | MTL4546S | MTL4546S | 1CH SMART 4-20MA OUTPUT 22V, 100mA | 444
| EDISGI450P51 | MTL4546Y | MTL4546Y | 1CH SMART 4-20MA OUTPUT+OC LFD | 388
| EDISGI450P51 | MTL4549 | MTL4549 | 2CH SMART 4-20MA OUTPUT+LFD | 690
| EDISGI450P51 | MTL4549C | MTL4549C | 2CH SMART 4-20MA OUTPUT+OC LFD | 690
| EDISGI450P51 | MTL4549Y | MTL4549Y | 2CH SMART 4-20MA OUTPUT+OC LFD | 674
| EDISGI450P51 | MTL4561 | MTL4561 | 2 CH FIRE/SMOKE DET. INTERFACE | 428
| EDISGI450P51 | MTL4573 | MTL4573 | TEMPERATURE CONVERTER | 647
| EDISGI450P51 | MTL4573Y | MTL4573Y | TEMPERATURE CONVERTER | 679
| EDISGI450P51 | MTL4575 | MTL4575 | TEMPERATURE CONVERTER + ALARM | 714
| EDISGI450P51 | MTL4576-RTD | MTL4576-RTD | 2CH TEMPERATURE CONVERTER RTD | 905
| EDISGI450P51 | MTL4576-THC | MTL4576-THC | 2CH TEMPERATURE CONVERTER THC | 984
| EDISGI450P51 | MTL4581 | MTL4581 | MV ISOLATOR, 1CH | 417
| EDISGI450P51 | MTL4582B | MTL4582B | RTD-RTD ISOLATOR | 603
| EDISGI450P51 | MTL4599 | MTL4599 | DUMMY ISOLATOR | 108
| EDISGI450P51 | MTL4599N | MTL4599N | FEED THROUGH MODULE | 102
| EDISGI450PD1 | MTL4604 | MTL4604 | 1CH DI RELAY OUTPUT + N.E. LFD ALM | 295
| EDISGI450PD1 | MTL4610 | MTL4610 | 4CH DIGITAL INPUT | 487
| EDISGI450PD1 | MTL4611 | MTL4611 | 1CH DI C/O RELAY OUTPUT + LFD | 247
| EDISGI450PD1 | MTL4614 | MTL4614 | 1CH DI C/O RELAY OUTPUT + LFD ALM | 295
| EDISGI450PD1 | MTL4614D | MTL4614D | 1CH DI 2 RELAYOUTPUTS | 295
| EDISGI450PD1 | MTL4616 | MTL4616 | 2CH DI RELAY OUTPUT + LFD | 366
| EDISGI450PD1 | MTL4617 | MTL4617 | 2CH DI RELAY OUTPUT + LFD ALM | 391
| EDISGI450PD1 | MTL4619L | MTL4619L | 24V/48V DIGITAL INPUT | 247
| EDISGI450PD1 | MTL4619H | MTL4619H | 110V/125 AC/DC DIGITAL INPUT | 295
| EDISGI450PD1 | MTL4621 | MTL4621 | LOOP PWRD SOLENOID/ALM DRIVER | 258
| EDISGI450PD1 | MTL4623 | MTL4623 | 1CH SOLENOID ALARM DRIVER WITH LFD | 342
| EDISGI450PD1 | MTL4623L | MTL4623L | 1CH SOLENOID ALARM DRIVER WITH LFD | 342
| EDISGI450PD1 | MTL4623R | MTL4623R | 1CH SOLENOID ALARM DRIVER WITH LFD | 342
| EDISGI450PD1 | MTL4624 | MTL4624 | 1CH SOLENOID ALARM DRIVER | 295
| EDISGI450PD1 | MTL4624S | MTL4624S | 1CH SOLENOID ALARM DRIVER + OVR | 295
| EDISGI450PD1 | MTL4626 | MTL4626 | 2CH RELAY OUTPUT | 366
| EDISGI450PD1 | MTL4627 | MTL4627 | 24V DIGITAL OUTPUT | 295
| EDISGI450PD1 | MTL4628 | MTL4628 | RELAY OUTPUT | 247
| EDISGI450PD1 | MTL4632 | MTL4632 | PULSE ISOLATOR | 444
| EDISGI450PD1 | MTL4641 | MTL4641 | 1CH SMART TX REPEATER 4-20MA | 366
| EDISGI450PD1 | MTL4641A | MTL4641A | 1CH REPEATER, PASSIVE I/P | 417
| EDISGI450PD1 | MTL4641AS | MTL4641AS | 1CH REPEAT, PSVE I/P, SINK O/P | 417
| EDISGI450PD1 | MTL4641S | MTL4641S | 1CH TX REPEATER SK | 405
| EDISGI450PD1 | MTL4644 | MTL4644 | 2CH SMART TX REPEATER 4-20MA | 670
| EDISGI450PD1 | MTL4644A | MTL4644A | 2CH REPEATER, PASSIVE I/P | 742
| EDISGI450PD1 | MTL4644AS | MTL4644AS | 2CH REPEATER, PASSIVE I/P, SK | 742
| EDISGI450PD1 | MTL4644D | MTL4644D | 1CH TX REP 2O/P | 540
| EDISGI450PD1 | MTL4644S | MTL4644S | 2CH TX REPEATER SK | 756
| EDISGI450PD1 | MTL4646 | MTL4646 | 1CH SMART 4-20MA OUTPUT+LFD | 366
| EDISGI450PD1 | MTL4646Y | MTL4646Y | 1CH SMART 4-20MA OUTPUT+OC LFD | 366
| EDISGI450PD1 | MTL4649 | MTL4649 | 02CH SMART 4-20MA OUTPUT+LFD | 687
| EDISGI450PD1 | MTL4649Y | MTL4649Y | 2CH SMART 4-20MA OUTPUT+OC LFD | 687
| EDISGI450PD1 | MTL4675 | MTL4675 | TEMPERATURE CONVERTER + ALARM | 711
| EDISGI450PD1 | MTL4676-RTD | MTL4676-RTD | 2CH TEMPERATURE CONVERTER RTD | 853
| EDISGI450PD1 | MTL4676-THC | MTL4676-THC | 2CH TEMPERATURE CONVERTER THC | 927
| EDISGIMT4P01 | MTL4-ADIO | MTL4-ADIO | Universal analogue/digital interface module | 355
| EDISGIMT4P01 | MTL4-BYP | MTL4-BYP | Bypass module | 16
| EDISGIMT4A01 | MTL4-GND | MTL4-GND | Grounding module | 36
| EDISGIMT4S01 | MTL4-SD | MTL4-SD | Plug-in surge module | 160
| EDISGIMT4S01 | MTL4-SDR | MTL4-SDR | Plug-in relay surge module | 160
| EDISGIMT4S01 | MTL4-SDT | MTL4-SDT | Plug-in temperature surge module | POA
| EDISGIMT4A01 | MTL4-DMA | MTL4-DMA | Diagnostic Module Alarm | 165
| EDISGIMT4A01 | MTL4-DMR | MTL4-DMR |  | 324
| EDISGIMT4A01 | MTL4-CS16 | MTL4-CS16 | 16ch carrier screw term | 226
| EDISGIMT4A01 | MTL4-ZS16 | MTL4-ZS16 | 16ch carrier screw term Zone 2 | 248
| EDISGIMT4A01 | MTL4-CSHUIO | MTL4-CSHUIO | Honeywell C300 carrier | 240
| EDISGIMT4A01 | MTL4-ZSHUIO | MTL4-ZSHUIO | Honeywell C300 carrier Zone 2 | 262
New | EDISGIMT4A01 | MTL4-YOKNIO-AKB | MTL4-YOKNIO-AKB | Yokogawa N-IO cable connected | 452
| EDISGIMT4A01 | MTL4-CSUNIV | MTL4-CSUNIV | Universal carrier with adpator card slot | 226
| EDISGIMT4A01 | MTL4-ADP-VPAI | MTL4-ADP-VPAI | SUM5 Adaptor Yok AI | 160
| EDISGIMT4A01 | MTL4-ADP-VPAO | MTL4-ADP-VPAO | SUM5 Adaptor Yok AO | 160
| EDISGIMT4A01 | MTL4-ADP-VPDI | MTL4-ADP-VPDI | SUM5 Adaptor Yok DI | 160
| EDISGIMT4A01 | MTL4-ADP-VPEXDI | MTL4-ADP-VPEXDI | SUM5 Adaptor Yok DI EXT | 125
| EDISGIMT4A01 | MTL4-ADP-VPDO | MTL4-ADP-VPDO | SUM5 Adaptor Yok DO | 160
| EDISGIMT4A01 | MTL4-ADP-VPEXDO | MTL4-ADP-VPEXDO | SUM5 Adaptor Yok DO EXT | 161
| EDISGIMT4A01 | MTL4-BSIS | MTL4-BSIS | IS screw terminal Module base | 61
| EDISGIMT4A01 | MTL4-BSISR | MTL4-BSISR | IS relay screw terminal Module base | 125
| EDISGIMT4A01 | MTL4-BSGP | MTL4-BSGP | GP screw terminal Module base | 47
| EDISGIMT4A01 | MTL4-BSGPR | MTL4-BSGPR | GP relay screw terminal Module base | 45
| EDISGIMT4A01 | MTL4-LNKIS-50 | MTL4-LNKIS-50 | IS power jumper link - Pack 50 | 130
| EDISGIMT4A01 | MTL4-TH-50 | MTL4-TH-50 | Spare UI tag holders - Pack 50 | POA
| EDISGIMT4A01 | MTL4-ICC-50 | MTL4-ICC-50 | Isolator connector cover - Pack 50 | 295
| EDISGIMT4A01 | MTL4-PCL | MTL4-PCL | Configuration Adapter Link | 88
| EDISGIMT4A01 | MTL4-SMK-10 | MTL4-SMK-10 | Carrier surface mounting kit (10Pr) | 79
| EDISHA480A11 | ELC38 | ELC38 | 38 way Elco connector | 93
| EDISHA480A11 | ERK18 | ERK18 | EARTH RAIL KIT, 18 WAY. | 117
| EDISHA480A11 | FUS02 | FUS02 | FUSE KIT 250MA 4840 | 24
| EDISHA480A11 | HM64RIB10-0.5 | HM64RIB10-0.5 | 10W/0.5M RIBBON CABLE ASSEMBLY | 50
| EDISHA480A11 | HM64RIB10-1.0 | HM64RIB10-1.0 | 10W/1M RIBBON CABLE ASSEMBLY | 71
| EDISHA480A11 | HM64RIB10-2.0 | HM64RIB10-2.0 | 10W/2M RIBBON CABLE ASSEMBLY | 82
| EDISHA480A11 | HM64RIB10-3.0 | HM64RIB10-3.0 | 10W/3M RIBBON CABLE ASSEMBLY | 105
| EDISHA480A11 | HM64RIB10-4.0 | HM64RIB10-4.0 | 10W/4M RIBBON CABLE ASSEMBLY | 121
| EDISHA480A11 | HM64RIB10-5.0 | HM64RIB10-5.0 | 10W/5M RIBBON CABLE ASSEMBLY | 134
| EDISHA480A11 | HM64RIB20-0.5 | HM64RIB20-0.5 | 20W/0.5M RIBBON CABLE ASSEMBLY | 72
| EDISHA480A11 | HM64RIB20-1.0 | HM64RIB20-1.0 | 20W/1M RIBBON CABLE ASSEMBLY | 87
| EDISHA480A11 | HM64RIB20-1.5 | HM64RIB20-1.5 | 20W/1.5M RIBBON CABLE ASSEMBLY | 102
| EDISHA480A11 | HM64RIB20-2.0 | HM64RIB20-2.0 | 20W/2M RIBBON CABLE ASSEMBLY | 117
| EDISHA480A11 | HM64RIB20-3.0 | HM64RIB20-3.0 | 20W/3M RIBBON CABLE ASSEMBLY | 150
| EDISHA480A11 | HM64RIB20-4.0 | HM64RIB20-4.0 | 20W/4M RIBBON CABLE ASSEMBLY | 173
| EDISHA480A11 | HM64RIB20-4.5 | HM64RIB20-4.5 | 20W/4.5M RIBBON CABLE ASSEMBLY | 188
| EDISHA480A11 | HM64RIB20-6.0 | HM64RIB20-6.0 | 20W/6M RIBBON CABLE ASSEMBLY | 216
| EDISHA480A11 | HM64RIB20-8S | HM64RIB20-8S | 20W/8M SCREENED CABLE ASSEMBLY | 267
| EDISHA480A11 | HM64RIB20-10S | HM64RIB20-10S | 20W/10M SCREENED CABLE ASSEMBLY | 458
| EDISHA480A11 | HM64RIB20-15S | HM64RIB20-15S | 20W/15M SCREENED CABLE ASSEMBLY | 422
| EDISHA480A11 | HMRIB16-0.5 | HMRIB16-0.5 | 16W HART MUX BUS CABLE 0.5M | 56
| EDISHA480A11 | HMRIB16-1.0 | HMRIB16-1.0 | 16W HART MUX BUS CABLE 1.0M | 70
| EDISHA480A11 | HMRIB16-2.0 | HMRIB16-2.0 | 16W HART MUX BUS CABLE 2.0M. | 94
| EDISHA480A11 | HMRIB34-0.2 | HMRIB34-0.2 | 34W/0.2M RIBBON CABLE ASSEMBLY | 94
| EDISHA480A11 | HMRIB34-0.5 | HMRIB34-0.5 | 34W/0.5M RIBBON CABLE ASSEMBLY | 94
| EDISHA480A11 | HMRIB34-1.0 | HMRIB34-1.0 | 34W/1M RIBBON CABLE ASSEMBLY | 106
| EDISHA480A11 | HMRIB34-2.0 | HMRIB34-2.0 | 34W/2M RIBBON CABLE ASSEMBLY | 128
| EDISHA480A11 | RIB-CLIP16 | RIB-CLIP16 | 16 WAY RIBBON CONNECTOR CLIP | 50
| EDISHA480A11 | TSK18 | TSK18 | TAGGING STRIP KIT. | 105
| EDISHA480 | BC-GHAI11-HON | BC-GHAI11-HON | HONEYWELL MTL4000 PMIO 16CH AI | 2048
| EDISHA480 | BC-GHAO11 | BC-GHAO11 | HONEYWELL MTL4000 PMIO 16CH AO | 1312
| EDISHA480 | BC-THAI11-HON | BC-THAI11-HON | HONEYWELL GP PMIO 16CH AI | 1899
| EDISHA480 | BC-THAO11 | BC-THAO11 | HONEYWELL GP PMIO 16CH AO | 2191
| EDISHA480 | BP-THAI02 | BP-THAI02 | HONEYWELL GP PMIO 16CH AI SIZE A | 993
| EDISGI400 | BP-THOX12 | BP-THOX12 | HONEYWELL GP PMIO 8CH RED AO | 2115
| EDISHA480 | BU-THAI11-HON | BU-THAI11-HON | HONEYWELL GP PMIO 16CH AI | 1554
| EDISHA480 | HCU08 | HCU08 | 8CH HART TERMINATION BOARD | 845
| EDISHA480 | HCU08-CC | HCU08-CC | 8CH HART TERMINATION BOARD CC | 848
| EDISHA480 | HCU16 | HCU16 | CUSTOM HART CONNECTION UNIT | 593
| EDISHA480 | HCU16-CC | HCU16-CC | CUSTOM HART CONNECTION UNIT CC | 609
| EDISHA480 | HCU16AI | HCU16AI | CUSTOM HART CONNECTION UNIT | 684
| EDISHA480 | HCU16AIO | HCU16AIO | CUSTOM HART CONNECTION UNIT | 684
| EDISHA480 | HCU16AO | HCU16AO | CUSTOM HART AO CONNECTION UNIT | 1238
| EDISHA480 | HCU16AO-CC | HCU16AO-CC | CUSTOM HART AO CONNECTION UNIT CC | 1228
| EDISHA480 | HCU16-P250 | HCU16-P250 | HCU16 +250R | 776
| EDISHA480 | HCU16-S150 | HCU16-S150 | HCU16 SERIES 150 | 684
| EDISHA480 | HCU16-S200 | HCU16-S200 | HCU16 SERIES 200R | 684
| EDISHA480 | HCU16-S240 | HCU16-S240 | HCU16 SERIES 240R | 688
| EDISHA480 | HCU3700/3703E | HCU3700/3703E | HART INTERFACE BACKPLANE | 816
| EDISHA480 | HCU3700/3703E-CC | HCU3700/3703E-CC |  | 905
| EDISHA480 | HCU3700/3703EB | HCU3700/3703EB |  | 915
| EDISHA480 | HCU3704E | HCU3704E | CUSTOM TRICONEX HART AI | 1165
| EDISHA480 | HCU3704EB | HCU3704EB | CUSTOM TRICONEX HART AI VAR | 1171
| EDISHA480 | HCU3721 | HCU3721 | CUSTOM TRICONEX HART AI3721 | 816
| EDISHA480 | HCU3805E | HCU3805E | TRICON 3805E HART FTA | 730
| EDISHA480 | HCU3805EB | HCU3805EB | TRICON 3805E HART FTA | 765
| EDISHA480 | HCU3805EC | HCU3805EC | TRICON 3805E HART FTA | 735
| EDISHA480 | HCU-FTA3700 | HCU-FTA3700 | TRICON V9 16CH AI HART FTA | 758
| EDISHA480 | HCU-FTA3700-CC | HCU-FTA3700-CC | TRICON V9 16CH AI HART FTA CC | 816
| EDISHA480 | HCU-FTA3700B | HCU-FTA3700B | TRICONEX V9 3700 16CH AI HCU | 783
| EDISHA480 | HMRIB1010-20 | HMRIB1010-20 | 10 WAY TO 20 WAY RIBBON LINK | 164
| EDISHA480 | HMM64 | HMM64 |  | 523
| EDISHA480 | HMM64-CC | HMM64-CC |  | 618
| EDISHA480 | HMS64 | HMS64 |  | 486
| EDISHA480 | HMS64-CC | HMS64-CC |  | 572
| EDISHA480 | HTP-SC16M | HTP-SC16M |  | 741
| EDISHA480 | HTP-SC16M-CC | HTP-SC16M-CC |  | 801
| EDISHA480 | HTP-SC16M-S240 | HTP-SC16M-S240 |  | 826
| EDISHA480 | HTP-SC16M-S240CC | HTP-SC16M-S240CC |  | 886
| EDISHA480 | HTP-SC16S | HTP-SC16S |  | 696
| EDISHA480 | HTP-SC16S-CC | HTP-SC16S-CC |  | 757
| EDISHA480 | HTP-SC16S-S240 | HTP-SC16S-S240 |  | 782
| EDISHA480 | HTP-SC16S-S240CC | HTP-SC16S-S240CC |  | 847
| EDISHA480 | CPH-SC16M | CPH-SC16M |  | 696
| EDISHA480 | CPH-SC16M-CC | CPH-SC16M-CC |  | 757
| EDISHA480 | CPH-SC16M-R | CPH-SC16MR |  | 782
| EDISHA480 | CPH-SC16M-R-CC | CPH-SC16M-R-CC |  | 847
| EDISHA480 | CPH-SC16S | CPH-SC16S |  | 706
| EDISHA480 | CPH-SC16S-CC | CPH-SC16S-CC |  | 773
| EDISHA480 | CPH-SC16S-R | CPH-SC16SR |  | 743
| EDISHA480 | CPH-SC16S-R-CC | CPH-SC16SR-CC |  | 806
| EDISHA480 | HMP-HM64 | HMP-HM64 | 64CH HART INTERFACE | 483
| EDISHA480 | HMP-HM64-CC | HMP-HM64-CC | 64CH HART INTERFACE CC | 575
| EDISHA480 | HMP-HM64-A | HMP-HM64-A | 64CH HART INTERFACE (HON A) | 551
| EDISHA480 | HMP-HM64-A-CC | HMP-HM64-A-CC | 64CH HART INTERFACE (HON A) CC | 705
| EDISHA480 | HTP-HM32 | HTP-HM32 |  | 1009
| EDISHA480 | HTP-HM32-S150 | HTP-HM32-S150 |  | 1009
| EDISHA480 | HTP-HM32-S200 | HTP-HM32-S200 |  | 1009
| EDISHA480 | HTP-HM32-S240 | HTP-HM32-S240 |  | 1009
| EDISHA480 | HTP-SC32 | HTP-SC32 | 32CH HART FIELD TERM ASSEMBLY | 918
| EDISHA480 | HTP-SC32-CC | HTP-SC32-CC | 32CH HART FIELD TERM ASSY CC | 1010
| EDISHA480 | HTP-SC32-P250 | HTP-SC32-P250 | 32CH HART FTA 1-5V OUTPUT | 1080
| EDISHA480 | HTP-SC32-P250-CC | HTP-SC32-P250-CC | 32CH HART FTA 1-5V OUTPUT con coated | 1118
| EDISHA480 | HTP-SC32-S150 | HTP-SC32-S150 | 32CH HART FTA SERIES 150R | 1080
| EDISHA480 | HTP-SC32-S150-CC | HTP-SC32-S150-CC | 32CH HART FTA SERIES 150R concoated | 1118
| EDISHA480 | HTP-SC32-S200 | HTP-SC32-S200 | 32CH HART FTA SERIES 200R | 1080
| EDISHA480 | HTP-SC32-S200-CC | HTP-SC32-S200-CC | 32CH HART FTA SERIES 200R concoated | 1118
| EDISHA480 | HTP-SC32-S240 | HTP-SC32-S240 | 32CH HART FTA SERIES 240R | 1080
| EDISHA480 | HTP-SC32-S240-CC | HTP-SC32-S240-CC | 32CH HART FTA SERIES 240R concoated | 1118
| EDISHA480 | CPH-SC16 | CPH-SC16 | 16CH AI/AO HART BACKPLANE | 680
| EDISHA480 | CPH-SC16R | CPH-SC16R | 16CH AI HART BACKPLANE 1-5V | 843
| EDISHA480 | CPH-SC32 | CPH-SC32 | 32CH AI/AO HART BACKPLANE | 756
| EDISHA480 | CPH-SC32R | CPH-SC32R | 32CH AI HART BACKPLANE 1-5V | 986
| EDISHA480 | CPH-SC32-CC | CPH-SC32-CC |  | 898
| EDISHA480 | HTP-AI3721 | HTP-AI3721 | Tricon 32ch HART ETP | 1118
| EDISHA480 | HTP-AI3721-CC | HTP-AI3721-CC | Tricon 32ch HART ETP Con Coated | 1245
| EDISHA480P53 | MTL4850 | MTL4850 | HART MULTIPLEXOR | 2568
| EDISHA480P53 | MTL4851 | MTL4851 |  | 1769
| EDISHA480P53 | MTL4852 | MTL4852 |  | 754
| EDISHA480P53 | MTL4854 | MTL4854 |  | 2951
| EDISGI550A13 | ERB57O | ERB57O | EARTH RAIL BRACKET - OFFSET | 47
| EDISGI550A13 | ERB57S | ERB57S | EARTH RAIL BRACKET - STRAIGHT | 37
| EDISGI550A13 | HAZ1-3 | HAZ1-3 | HAZ 1 TO 3, 3 WAY PLUG (AD5000-21) | 19
| EDISGI550A13 | HAZ4-6 | HAZ4-6 | HAZ 4 TO 6, 3 WAY PLUG (AD5000-22) | 19
| EDISGI550A13 | HAZ-CJC | HAZ-CJC | HAZARDOUS CJC PLUG (AD5000-30) | 75
| EDISGI550A13 | IMB57 | IMB57 | INSULATING MOUNTING BLOCK | 33
| EDISGI550A13 | MS010 | MS010 | MODULE SPACER, 10mm, PACK OF 5 | 16
| EDISGI550A13 | PB-16T | PB-16T | 16 WAY POWER BUS KIT | 200
| EDISGI550A13 | PB-24T | PB-24T | 24 WAY POWER BUS KIT | 271
| EDISGI550A13 | PB-32T | PB-32T | 32 WAY POWER BUS KIT | 370
| EDISGI550A13 | PB-8T | PB-8T | 8 WAY POWER BUS KIT | 114
| EDISGI550A13 | PWR5000 | PWR5000 | PWR5000 2 WAY PLUG | 11
| EDISGI550A13 | SAF10-12 | SAF10-12 | SAF 10 TO 12, 3 WAY PLUG (AD5000-24) | 19
| EDISGI550A13 | SAF1-3 | SAF1-3 | SAF 1 TO 3, 3 WAY PLUG (AD5000-35) | 19
| EDISGI550A13 | SAF4-6 | SAF4-6 | SAF 4 TO 6, 3 WAY PLUG (AD5000-36) | 20
| EDISGI550A13 | SAF7-9 | SAF7-9 | SAF 7 TO 9, 3 WAY PLUG (AD5000-23) | 19
| EDISGI550A13 | TAG57 | TAG57 | TAGGING STRIP | 62
| EDISGI550A13 | TGL57 | TGL57 | TAGGING STRIP LABELS | 38
| EDISGI550A13 | TH5000 | TH5000 | TAG HOLDER (PACK OF 20) | 24
| EDISGI550E12 | DX070 | DX070 | ENCLOSURE | 193
| EDISGI550E12 | DX170 | DX170 | ENCLOSURE | 684
| EDISGI550P56 | MTL5051 | MTL5051 | SERIAL DATA COMMS ISOLATOR | 670
| EDISGI550P56 | MTL5314 | MTL5314 | 4-20MA DUAL TRIP AMPLIFIER | 642
| EDISGI550P56 | PSG60E24RM | PSG60E24RM | 24V 2.5A POWER SUPPLY | 166
| EDISGI550A13 | MPA5500 | MPA5500 | 85 - 265 V AC POWER ADAPTOR | 183
| EDISGI550P56 | MTL5501-SR | MTL5501-SR | PROXIMITY DETECTOR SIL3 | 573
| EDISGI550P56 | MTL5510 | MTL5510 | 4CH DIGITAL INPUT | 522
| EDISGI550P56 | MTL5510B | MTL5510B | 4CH MULTIFUNCTION DIG INPUT | 665
| EDISGI550P56 | MTL5511 | MTL5511 | 1CH DI C/O RELAY OUTPUT + LFD | 220
| EDISGI550P56 | MTL5513 | MTL5513 | 2CH DI SOLID STATE OUTPUT +LFD | 303
| EDISGI550P56 | MTL5514 | MTL5514 | 1CH DI RELAY OUTPUT + LFD ALM | 303
| EDISGI550P56 | MTL5514-T | MTL5514-T | 1CH DI RELAY OUTPUT + LFD ALM | 337
| EDISGI550P56 | MTL5514D | MTL5514D | 1CH SWITCH/PROX INTERFACE, DUAL OUTPUTS | 305
| EDISGI550P56 | MTL5516C | MTL5516C | 2CH DI C/O RELAY OUTPUT + LFD | 303
| EDISGI550P56 | MTL5517 | MTL5517 | 2CH DI RELAY OUTPUT + LFD ALM | 408
| EDISGI550P56 | MTL5521 | MTL5521 | LOOP PWRD SOLENOID/ALM DRIVER | 286
| EDISGI550P56 | MTL5521-T | MTL5521-T | LOOP PWRD SOLENOID/ALM DRIVER | 315
| EDISGI550P56 | MTL5522 | MTL5522 | SOLENOID/ALARM DRIVER IIB GAS | 311
| EDISGI550P56 | MTL5523 | MTL5523 | SOLENOID/ALM DRIVER + LFD + PR | 417
| EDISGI550P56 | MTL5523V | MTL5523V | SOLENOID/ALM DRIVER + LFD + PR | 417
| EDISGI550P56 | MTL5523VL | MTL5523VL | SOLENOID/ALM DRIVER + LFD + PR | 417
| EDISGI550P56 | MTL5524 | MTL5524 | SOL/ALM DRIVER SWITCH CONT +PR | 335
| EDISGI550P56 | MTL5525 | MTL5525 | LOOP PWRD SOLENOID ALRM DRIVER | 286
| EDISGI550P56 | MTL5526 | MTL5526 | SWITCH OPERATED RELAY | 417
| EDISGI550P56 | MTL5531 | MTL5531 | VIBRATION TRANSDUCER 1CH | 526
| EDISGI550P56 | MTL5532 | MTL5532 | PULSE ISOLATOR | 489
| EDISGI550P56 | MTL5541 | MTL5541 | 1CH SMART TX REPEATER 4-20MA | 415
| EDISGI550P56 | MTL5541-T | MTL5541-T | 1CH SMART TX REPEATER 4-20MA | 464
| EDISGI550P56 | MTL5541A | MTL5541A | 1CH REPEATER, PASSIVE I/P | 471
| EDISGI550P56 | MTL5541AS | MTL5541AS | 1CH REPEAT, PSVE I/P, SINK O/P | 478
| EDISGI550P56 | MTL5541S | MTL5541S | 1CH TX REPEATER SK | 478
| EDISGI550P56 | MTL5541S-T | MTL5541S-T | 1CH TX REPEATER SK | 526
| EDISGI550P56 | MTL5544 | MTL5544 | 2CH SMART TX REPEATER 4-20MA | 658
| EDISGI550P56 | MTL5544A | MTL5544A | 2CH REPEATER,PASSIVE I/P | 706
| EDISGI550P56 | MTL5544AS | MTL5544AS | 2CH REPEAT, PSVE I/P, SINK O/P | 706
| EDISGI550P56 | MTL5544D | MTL5544D | 1CH TX REP 2 O/P | 632
| EDISGI550P56 | MTL5544S | MTL5544S | 2CH TX REPEAT SK | 729
| EDISGI550P56 | MTL5546 | MTL5546 | 1CH SMART 4-20MA OUTPUT+LFD | 464
| EDISGI550P56 | MTL5546Y | MTL5546Y | 1CH SMART 4-20MA OUTPUT+OC LFD | 446
| EDISGI550P56 | MTL5546Y-T | MTL5546Y-T | 1CH SMART 4-20MA OUTPUT+OC LFD | 492
| EDISGI550P56 | MTL5549 | MTL5549 | 2CH SMART 4-20MA OUTPUT+LFD | 706
| EDISGI550P56 | MTL5549Y | MTL5549Y | 2CH SMART 4-20MA OUTPUT+OC LFD | 682
| EDISGI550P56 | MTL5553 | MTL5553 |  | 765
| EDISGI550P56 | MTL5561 | MTL5561 | 2 CH FIRE/SMOKE DET. INTERFACE | 509
| EDISGI550P56 | MTL5573 | MTL5573 | TEMPERATURE CONVERTER + ALARM | 585
| EDISGI550P56 | MTL5575 | MTL5575 | TEMPERATURE CONVERTER + ALARM | 637
| EDISGI550P56 | MTL5576-RTD | MTL5576-RTD | 2CH TEMPERATURE CONVERTER RTD | 855
| EDISGI550P56 | MTL5576-THC | MTL5576-THC | 2CH TEMPERATURE CONVERTER THC | 925
| EDISGI550P56 | MTL5581 | MTL5581 | MV ISOLATOR, 1CH | 434
| EDISGI550P56 | MTL5582 | MTL5582 | RTD-RTD RESISTANCE ISOLATOR | 671
| EDISGI550P56 | MTL5582B | MTL5582B | RTD-RTD RESISTANCE ISOLATOR | 632
| EDISGI550P56 | MTL5599 | MTL5599 | DUMMY ISOLATOR | 108
| EDISZB770A17 | ISP7000 | ISP7000 | DIN RAIL INSULATING SPACER | 38
| EDISZB770A17 | ADB700 | ADB700 | ADAPTOR BRACKET MTL700 | 67
| EDISZB770A17 | BPL7700 | BPL7700 | BUSSED POWER LINK (Pk100) | 97
| EDISZB770A17 | HAZ7734 | HAZ7734 | HAZARDOUS TERMINALS 3&4 (Pk10) | 21
| EDISZB770A17 | HAZ7778 | HAZ7778 | HAZARDOUS TERMINALS 7&8 (Pk10) | 21
| EDISZB770A17 | SAF7712 | SAF7712 | SAFE TERMINALS 1&2 (Pk10) | 21
| EDISZB770A17 | SAF7756 | SAF7756 | SAFE TERMINALS 5&6 (Pk10) | 21
| EDISZB770A17 | TGL7700 | TGL7700 | GROUP TAGGING LABEL (10 OFF) | 35
| EDISZB770A17 | TH7700 | TH7700 | TAG HOLDER 7700 (Pk10) | 24
| EDISZB770P59 | MTL7706+ | MTL7706+ | SAFTY BARRIER SMART TX | 278
| EDISZB770P59 | MTL7707+ | MTL7707+ | SAFTY BARRIER SWITCH INPUT | 202
| EDISZB770P59 | MTL7707P+ | MTL7707P+ | SAFTY BARRIER SWITCH INPUT | 206
| EDISZB770P59 | MTL7710+ | MTL7710+ | SAFETY BARRIER 10V | 133
| EDISZB770P59 | MTL7710- | MTL7710- | SAFETY BARRIER 10V | 133
| EDISZB770P59 | MTL7710PPLUS | MTL7710P+ | SAFETY BARRIER 10V | 217
| EDISZB770P59 | MTL7715+ | MTL7715+ | SAFETY BARRIER 15V | 133
| EDISZB770P59 | MTL7715P+ | MTL7715P+ | SAFETY BARRIER 15V | 133
| EDISZB770P59 | MTL7722+ | MTL7722+ | SAFETY BARRIER 22V +VE | 133
| EDISZB770P59 | MTL7722- | MTL7722- | SAFETY BARRIER 22V -VE | 133
| EDISZB770P59 | MTL7728- | MTL7728- | SAFETY BARRIER 28V -VE | 133
| EDISZB770P59 | MTL7728+ | MTL7728+ | SAFETY BARRIER 28V +VE | 133
| EDISZB770P59 | MTL7728AC | MTL7728ac | SAFETY BARRIER 28V AC | 175
| EDISZB770P59 | MTL7728P+ | MTL7728P+ | SAFETY BARRIER 28V HIGH POWER | 146
| EDISZB770P59 | MTL7729P+ | MTL7729P+ | SAFETY BARRIER 28V 11B GASSES | 146
| EDISZB770P59 | MTL7741 | MTL7741 | SAFTY BARRIER SWITCH /PROX | 175
| EDISZB770P59 | MTL7742 | MTL7742 | SAFTY BARRIER SWITCH /PROX | 173
| EDISZB770P59 | MTL7743 | MTL7743 | SAFTY BARRIER 2CH SWITCH /PROX | 270
| EDISZB770P59 | MTL7744 | MTL7744 | SAFTY BARRIER 2CH SWITCH /PROX | 270
| EDISZB770P59 | MTL7745 | MTL7745 | SAFTY BARRIER SWITCH /PROX LFD | 282
| EDISZB770P59 | MTL7751AC | MTL7751ac | SAFETY BARRIER 2CH 1V 10 OHM | 215
| EDISZB770P59 | MTL7755AC | MTL7755ac | SAFETY BARRIER RTD | 215
| EDISZB770P59 | MTL7756AC | MTL7756ac | SAFETY BARRIER 3WIRE RTD | 287
| EDISZB770P59 | MTL7758- | MTL7758- | SAFETY BARRIER 2CH 7.5V-ve | 264
| EDISZB770P59 | MTL7758+ | MTL7758+ | SAFETY BARRIER 2CH 7.5V+ve | 264
| EDISZB770P59 | MTL7760AC | MTL7760ac | SAFETY BARRIER THCs | 175
| EDISZB770P59 | MTL7761AC | MTL7761ac | SAFETY BARRIER 2CH 9V 90 OHM | 216
| EDISZB770P59 | MTL7761PAC | MTL7761Pac | SAFETY BARRIER 2CH 9V 350 OHM | 220
| EDISZB770P59 | MTL7764+ | MTL7764+ | SAFETY BARRIER 2CH 12V +VE | 193
| EDISZB770P59 | MTL7764- | MTL7764- | SAFETY BARRIER 2CH 12V -VE | 193
| EDISZB770P59 | MTL7764AC | MTL7764ac | SAFETY BARRIER 2CH 12V AC | 216
| EDISZB770P59 | MTL7765AC | MTL7765ac | SAFETY BARRIER 2CH 15V AC | 200
| EDISZB770P59 | MTL7766AC | MTL7766ac | SAFETY BARRIER 2CH 12V | 216
| EDISZB770P59 | MTL7766PAC | MTL7766Pac | SAFETY BARRIER 2CH 12V | 220
| EDISZB770P59 | MTL7767+ | MTL7767+ | SAFETY BARRIER 2CH 15V +VE | 200
| EDISZB770P59 | MTL7768PLUS | MTL7768+ |  | 200
| EDISZB770P59 | MTL7772ac | MTL7772ac |  | 175
| EDISZB770P59 | MTL7778AC | MTL7778ac | SAFETY BARRIER 2CH 28V AC | 227
| EDISZB770P59 | MTL7779+ | MTL7779+ | SAFETY BARRIER 2CH 28V +VE | 208
| EDISZB770P59 | MTL7787- | MTL7787- | SAFETY BARRIER 28V DIODE RTN | 178
| EDISZB770P59 | MTL7787+ | MTL7787+ | SAFETY BARRIER 28V DIODE RTN | 178
| EDISZB770P59 | MTL7787P+ | MTL7787P+ | SAFETY BARRIER 28V DIODE RTN | 192
| EDISZB770P59 | MTL7788+ | MTL7788+ | 28V +VE 300 OHM,10V 50 OHM RTN | 208
| EDISZB770P59 | MTL7788R+ | MTL7788R+ | SAFETY BARRIER 28V +250 OHM | 215
| EDISZB770P59 | MTL7789+ | MTL7789+ | SAFETY BARRIER 28V 2CH DIODE | 287
| EDISZB770P59 | MTL7796- | MTL7796- | SAFETY BARRIER 28/26V-VE | 216
| EDISZB770P59 | MTL7796+ | MTL7796+ | SAFETY BARRIER 28/26V+VE | 216
| EDISZB770P59 | MTL7798 | MTL7798 | POWER FEED MODUALE | 192
| EDISZB770P59 | MTL7799 | MTL7799 | DUMMY MODULE | 100
| EDIS8KIS8P71 | 8937-HN2 | 8937-HN2 | FIBRE OPTIC EXTENDER | 2153
| EDIS8KIS8 | 8939-HN | 8939-HN | IOL FIBRE EXTENDER IOTA | 361
| EDINFBDISP12 | BA414DF-F | BA414DF-F |  | 1360
| EDINFBDISP12 | BA414DF-F-D | BA414DF-F-D |  | 1429
| EDINFBDISP12 | BA414DF-F-FM | BA414DF-F-FM |  | 1360
| EDINFBDISP12 | BA414NDF-F | BA414NDF-F |  | 1360
| EDINFBDISP12 | BA418CF-F | BA418CF-F |  | 1222
| EDINFBDISP12 | BA614DF-F | BA614DF-F |  | 1360
| EDINFBDISP12 | BA618CF-F | BA618CF-F |  | 1221
| EDINFBDISP12 | BA484DF-F | BA484DF-F | Fieldbus IS disp, field mtg,FF | 2322
| EDINFBDISP12 | BA484DF-F-D | BA484DF-F-D |  | 2393
| EDINFBDISP12 | BA484DF-F-FM | BA484DF-F-FM |  | 2322
| EDINFBDISP12 | BA488CF-F | BA488CF-F | Panel mtg IS fieldbus display | 2183
| EDINFBDISP12 | BA684DF-F | BA684DF-F |  | 2183
| EDINFBDISP12 | BA688CF-F | BA688CF-F |  | 2046
| EDINFBDISP12 | BA484DF-F-ALM | BA484DF-F-ALM |  | 2816
| EDINFBDISP12 | BA484DF-F-D-ALM | BA484DF-F-D-ALM |  | 2889
| EDINFBDISP12 | BA484DF-F-FM-ALM | BA484DF-F-FM-ALM |  | 2816
| EDINFBDISP12 | BA488CF-F-ALM | BA488CF-F-ALM | Panel mtg IS fieldbus display | 2678
| EDINFBDISP12 | BA684DF-F-ALM | BA684DF-F-ALM |  | 2678
| EDINFBDISP12 | BA688CF-F-ALM | BA688CF-F-ALM |  | 2541
| EDINFBDISP12 | BA484DF-P | BA484DF-P | Field mtg IS fieldbus display | 1697
| EDINFBDISP12 | BA484DF-P-D | BA484DF-P-D |  | 1757
| EDINFBDISP12 | BA484DF-P-FM | BA484DF-P-FM |  | 1694
| EDINFBDISP12 | BA488CF-P | BA488CF-P |  | 1593
| EDINFBDISP12 | BA684DF-P | BA684DF-P |  | 1594
| EDINFBDISP12 | BA688CF-P | BA688CF-P | Panel mtg fieldbus display | 1493
| EDINFBDISP12 | BA484DF-P-ALM | BA484DF-P-ALM |  | 2145
| EDINFBDISP12 | BA484DF-P-D-ALM | BA484DF-P-D-ALM |  | 2207
| EDINFBDISP12 | BA484DF-P-FM-ALM | BA484DF-P-FM-ALM |  | 2145
| EDINFBDISP12 | BA488CF-P-ALM | BA488CF-P-ALM |  | 2051
| EDINFBDISP12 | BA684DF-P-ALM | BA684DF-P-ALM |  | 2051
| EDINFBDISP12 | BA688CF-P-ALM | BA688CF-P-ALM |  | 1909
| EDINFBTSTA24 | FPS-A01-10 | FPS-A01-10 |  | 94
| EDINFBTSTA24 | FCS-A08-10 | FCS-A08-10 |  | 94
| EDINFBPWRA22 | FCS-A11 | FCS-A11 | Battery Pack | 179
| EDINFBPWRA22 | FCS-A12-10 | FCS-A12-10 |  | 92
| EDINFBTSTPD6 | FBT-5 | FBT-5 | FIELDBUS WIRING VALIDATOR | 1814
| EDINFBTSTPD6 | FBT-6 | FBT-6 | FIELDBUS DIAGNOSTIC MONITOR | 1972
| EDINFBTSTPD6 | FBT-6-PA | FBT-6-PA | Profibus PA diagnostic monitor | 1968
| EDINFBTSTA24 | FBT-A61 | FBT-A61 | FBT-6 MINI-HOOK FIELDBUS CABLE | 170
| EDINFBTSTA24 | FBT-A62 | FBT-A62 |  | 175
| EDINFBTSTA24 | FBT-A63 | FBT-A63 | FBT-6 clip on fieldbus cable | 166
| EDINFBTSTA24 | FBT-A64 | FBT-A64 | Clip on probe | 63
| EDINFBTSTA24 | FBT-6-CAL | FBT-6-CAL |  | 382
| EDINFBPWRA22 | FCAB-01 | FCAB-01 |  | 92
| EDINFBPWRA22 | FCAB-02 | FCAB-02 | CABLE ASSEMBLY, NET9000 | 220
| EDINFBPWRA22 | FCAB-03 | FCAB-03 |  | 406
| EDINFBFPSA35 | FCAB-05 | FCAB-05 | FIELDBUS IOTA POWER CABLE 30CM | 199
| EDINFBFPSA35 | FCAB-06 | FCAB-06 | CABLE ASSEMBLY | 218
| EDINFBFPSA35 | FCAB-07 | FCAB-07 | FIELDBUS IOTA POWER CABLE 2M | 244
| EDINFBFPSA35 | FCAB-08 | FCAB-08 | IOTA cable assembly, 4m | 286
| EDINFBFHBPD5 | MTL-F11 | F11 | Fieldbus Power Hub | 484
| EDINFBFHBPD5 | F11-LABKIT | F11-Labkit | Teste sinal/ fonte Fieldbus IEC 61280-4- | 640
| EDINFBFHBPD5 | F11-YK2 | F11-YK2 | Fieldbus Power Hub with cables | 748
| EDINFBMBKP3D | MTL-A101 | MTL-A101 | 4-PORT MEGABLOCK - SPUR GUARD | 530
| EDINFBMBKP3H | MTL-A103 | MTL-A103 | 8-PORT MEGABLOCK - SPUR GUARD | 791
| EDINFBMBKP3D | FCS-MB4-SG | FCS-MB4-SG | 4 PORT MEGABLOCK SPURGUARD | 569
| EDINFBMBKP3D | FCS-MB4-SG-T | FCS-MB4-SG-T | 4 port megablock spurguard+ter | 646
| EDINFBMBKP3H | FCS-MB8-SG | FCS-MB8-SG | 8 PORT MEGABLOCK SPURGUARD | 903
| EDINFBMBKP3H | FCS-MB8-SG-T | FCS-MB8-SG-T | 8 PORT MEGABLOCK SPURGUARD T | 985
| EDINFBMBKP19 | FCS-MB10-SG | FCS-MB10-SG | 10-PORT MEGABLOCK SPURGUARD | 1006
| EDINFBMBKP0J | FCS-MB10-SG-T | FCS-MB10-SG-T | 10-PORT MEGABLOCK SPURGUARD T | 1086
| EDINFBMBKP0L | FCS-MB12-SG | FCS-MB12-SG | 12-PORT MEGABLOCK SPURGUARD | 1080
| EDINFBMBKP0L | FCS-MB12-SG-T | FCS-MB12-SG-T | 12-PORT MEGABLOCK SPURGUARD T | 1161
| EDINFBMBKP0J | F118 | F118 | 10-PORT MEGABLOCK SPURGUARD T | 988
| EDINFBMBKP0J | F118-PC | F118-PC |  | 988
| EDINFBMBKP3D | F245-IS | F245-IS | 4 PORT MEGABLOCK C/W SPURGUARD | 367
| EDINFBMBKP3D | F245-IS-PC | F245-IS-PC | 4 PORT MEGABLOCK SPR CLMP SPURGUARD | 366
| EDINFBMBKP3D | F245-IS-6 | F245-IS-6 | 4 PORT IS MEGABLOCK 60mA | 366
| EDINFBMBKP3D | F245-IS-6-PC | F245-IS-6-PC | 4 PORT IS MEGABLOCK 60mA SPR CLMP | 366
| EDINFBMBKP3D | F245-XE | F245-XE | 4-PORT MEGABLOCK - SPURGUARD | 416
| EDINFBMBKP3D | F247-IS | F247-IS | 4-PORT MEGABLOCK - SPURGUARD T | 419
| EDINFBMBKP3D | F247-IS-PC | F247-IS-PC | 4-PORT MEGABLOCK SPR CLMP T | 419
| EDINFBMBKP3D | F247-XE | F247-XE |  | 462
| EDINFBMBKP3H | F251-IS | F251-IS | 8 PORT MEGABLOCK C/W SPURGUARD | 579
| EDINFBMBKP3H | F251-IS-PC | F251-IS-PC | 8-PORT MEGABLOCK SPR CLMP SPURGUARD | 579
| EDINFBMBKP3H | F251-XE | F251-XE |  | 628
| EDINFBMBKP3H | F253-IS | F253-IS | 8-PPRT MEGABLOCK - SPURGUARD T | 631
| EDINFBMBKP3H | F253-IS-PC | F253-IS-PC | 8-PORT MEGABLOCK SPR CLMP T | 631
| EDINFBMBKP3H | F253-XE | F253-XE | 8 PORT MEGABLOCK SPURGUARD T | 686
| EDINFBMBKP0J | F257-XE | F257-XE |  | 710
| EDINFBMBKP0J | F259-XE | F259-XE | 10-PORT MEGABLOCK-SPURGUARD T | 787
| EDINFBMBKP0L | F271-IS | F271-IS | 12-PORT MEGABLOCK-SPURGUARD(T) | 770
| EDINFBMBKP0L | F271-IS-HV | F271-IS-HV | 12 PORT IS MEGABLOCK-SG(T) HI-VIBRATION | 848
| EDINFBMBKP0L | F271-IS-PC | F271-IS-PC | 12-PORT MEGABLOCK SPR CLMP SPURGUARD | 770
| EDINFBMBKP0L | F271-XE | F271-XE | 12-PORT MEGABLOCK-SPURGUARD(T) | 837
| EDINFBF30P5D | MTL-F304 | F304 | 4-spur Megablock scr term removable T | 344
| EDINFBF30P6H | MTL-F308 | F308 | 8 way Megablock - scr ters - remov term | 585
| EDINFBF30P2L | MTL-F312 | F312 | 12-spur Megablock scr term removable T | 775
| EDINFBF30P5D | MTL-F304-PC | F304-PC | 4-spur Megablock spr clmp removable T | 344
| EDINFBF30P6H | MTL-F308-PC | F308-PC | 8-spur Megablock spr clmp removable T | 585
| EDINFBF30P2L | MTL-F312-PC | F312-PC | 12-spur Megablock spr clmp removable T | 775
| EDINFBF30P2L | MTL-F30 | F30 | Ex ic Adaptor | 111
| EDINFBMBKA34 | F97 | F97 |  | 36
| EDINFBMBKA34 | F300-A01-5 | F300-A01-5 | Trunk spur separator - pack of 5 | 61
| EDINFBMBKA34 | F300-BAR-5 | F300-BAR-5 | F300 trunk bar - pack of 5 | 245
| EDINFBMBKA34 | F304-BAR-10 | F304-BAR-10 |  | 485
| EDINFBMBKA34 | F308-BAR-10 | F308-BAR-10 | F308 spur bar - pack of 10 | 867
| EDINFBMBKA34 | F312-BAR-10 | F312-BAR-10 | F312 spur bar - pack of 10 | 975
| EDINFBWC0P07 | FCS-MBT | FCS-MBT | megablock terminator | 179
| EDINFBWC0P07 | FCS-MBT-XE | FCS-MBT-XE | MEGABLOCK TERMINATOR | 123
| EDINFBFPSP1D | F101-PS | F101-PS | FIELDBUS POWER SUPPLY SCR-TERM | 482
| EDINFBFPSP1D | F101-PC | F101-PC | FIELDBUS POWER SUPPLY SPR-CLML | 482
| EDINFBFPSP1D | F102-PS | F102-PS | FIELDBUS POWER SUPPLY SCR-TERM | 482
| EDINFBFPSP1D | F102-PC | F102-PC |  | 482
| EDINFBFPSP1D | F104-PS | F104-PS | FIELDBUS POWER SUPPLY SCR-TERM | 579
| EDINFBFPSP1D | F104-PC | F104-PC |  | 579
| EDINFBPWRA22 | PBUS01 | PBUS01 | PWR BUS DIN RAIL CONNECTOR | 69
| EDINFBPWRA22 | PBUS02 | PBUS02 | PWR BUS INPUT CONNECTOR SET | 15
| EDINFBPWRA22 | PBUS03 | PBUS03 | STRAIN RELIEF CLAMPS | 5
| EDINFBWC0P07 | F100 | F100 | MEGABLOCK TERMINATOR | 138
| EDINFBFPSP20 | FPS-I | FPS-I | FIELDBUS REDUNDANT POWER SYS. | 1971
| EDINFBFPSP20 | FPS-2 | FPS-2 |  | 2007
| EDINFBFPSA35 | FPS-IPM | FPS-IPM | FIELDBUS REDUNDANT POWER MODUL | 842
| EDINFBFPSA35 | FPS-RCT | FPS-RCT |  | 501
| EDINFBFPSA35 | FPS-RC | FPS-RC |  | 519
| EDINFBPWRA22 | FPS-A03 | FPS-A03 | POWER AND ALARM CONNECTOR | 26
| EDINFBPWRA22 | FPS-A04 | FPS-A04 |  | 36
| EDINFBPWRA22 | FPS-A06 | FPS-A06 |  | 41
| EDISGI500P54 | FPS-A07-10 | FPS-A07-10 |  | 104
| EDINFBPWRA22 | FPS-A08 | FPS-A08 |  | 41
| EDINFBPWRA22 | F606 | F606 | YOKOGAWA FIELDBUS PANEL | 365
| EDINFBF80A1H | F801 | F801 | F801 POWER SUPPLY | 2954
| EDINFBF80A1H | F802 | F802 | FIELDBUS POWER SUPPLY MODULE | 3272
| EDINFBDIAP24 | F809F-Plus | F809F-Plus | FIELDBUS DIAGNOSTIC MODULE | 2544
| EDINFBF80A1H | F810-CA-PC | F810-CA-PC |  | 1520
| EDINFBF80A1H | F810-CA-PS | F810-CA-PS |  | 1520
| EDINFBF80A1H | F810A-CA-PC | F810A-CA-PC |  | 1248
| EDINFBF80A1H | F810A-CA-PS | F810A-CA-PS |  | 1248
| EDINFBF80A1H | F811-CL-PC | F811-CL-PC |  | 1517
| EDINFBF80A1H | F811-CL-PS | F811-CL-PS |  | 1526
| EDINFBF80A1H | F811-CR-PC | F811-CR-PC |  | 1517
| EDINFBF80A1H | F811-CR-PS | F811-CR-PS |  | 1534
| EDINFBF80A1H | F860-CA | F860-CA | F860 IOTA UNPOPULATED | 622
| EDINFBF80A1H | F880-CA-PC | F880-CA-PC |  | 1199
| EDINFBF80A1H | F880-CA-PS | F880-CA-PS | F880 carrier-plug screw | 1228
| EDINFBF80A1H | F880-CA-RT | F880-CA-RT |  | 1453
| EDINFBF80A1H | F880-CL-PC-ADAPT | F880-CL-PC-ADAPT |  | 1398
| EDINFBF80A1H | F880-CL-PS-ADAPT | F880-CL-PS-ADAPT |  | 1398
| EDINFBF80A1H | F880-CL-PC | F880-CL-PC |  | 1477
| EDINFBF80A1H | F880-CL-PS | F880-CL-PS |  | 1477
| EDINFBF80A1H | F880-CR-PC | F880-CR-PC |  | 1477
| EDINFBF80A1H | F880-CR-PS | F880-CR-PS |  | 1512
| EDINFBF80A1H | F880-CR-PC-ADAPT | F880-CR-PC-ADAPT |  | 1398
| EDINFBF80A1H | F880-CR-PS-ADAPT | F880-CR-PS-ADAPT |  | 1398
| EDINFBF80A1H | F880-CR-PC-ADA-BAR | F880-CR-PC-ADA-BAR |  | 1630
| EDINFBF80A1H | F880-CR-PS-ADA-BAR | F880-CR-PS-ADA-BAR |  | 1630
| EDINFBDIAA37 | F888 | F888 | YOKOGAWA ALF111 8 SEG DIAG I/F | 365
| EDINFBF80A1H | F890-CA-PC | F890-CA-PC |  | 1199
| EDINFBF80A1H | F890-CA-PS | F890-CA-PS |  | 1199
| EDINFBF80A1H | F892-CA-PC | F892-CA-PC |  | 1213
| EDINFBF80A1H | F892-CA-PS | F892-CA-PS | F892 Carrier-plug screw | 1210
| EDINFBDIAA37 | F898 | F898 | 8 SEGMENT DIAGNOSTIC I/F | 450
| EDINFBF80P1H | F810-PC | F810-PC |  | 8888
| EDINFBF80P1H | F810-PS | F810-PS |  | 8891
| EDINFBF80P1H | F810A-PC | F810A-PC |  | 6931
| EDINFBF80P1H | F810A-PS | F810A-PS |  | 7353
| EDINFBF80P1H | F811-LC | F811-LC |  | 9002
| EDINFBF80P1H | F811-LS | F811-LS |  | 8509
| EDINFBF80P1H | F811-RC | F811-RC |  | 8503
| EDINFBF80P1H | F811-RS | F811-RS |  | 8518
| EDINFBF80P1H | F860 | F860 | F860 RED FIELDBUS POWER SYSTEM | 6356
| EDINFBF80P1H | F880-PC | F880-PC |  | 6991
| EDINFBF80P1H | F880-LC | F880-LC |  | 7074
| EDINFBF80P1H | F880-LS | F880-LS | F880 SYSTEM-PLUG SCREW-L | 7044
| EDINFBF80P1H | F880-PS | F880-PS | F880 SYSTEM-PLUG SCREW | 7051
| EDINFBF80P1H | F880-RS | F880-RS | F880 SYSTEM-PLUG SCREW-R | 7069
| EDINFBF80P1H | F880-RT | F880-RT |  | 6850
| EDINFBF80P1H | F890-PC | F890-PC |  | 7042
| EDINFBF80P1H | F890-PS | F890-PS | F890 SYSTEM-PLUG SCREW | 7045
| EDINFBF80P1H | F892-PC | F892-PC |  | 7073
| EDINFBF80P1H | F892-PS | F892-PS | F892 SYSTEM-PLUG SCREW | 7039
| EDINFBF80P1H | F810-2-PC | F810-2-PC |  | 7478
| EDINFBF80P1H | F810-2-PS | F810-2-PS | F810 REDUNDANT POWER SUPPLY | 7480
| EDINFBF80P1H | F810A-2-PC | F810A-2-PC |  | 7471
| EDINFBF80P1H | F810A-2-PS | F810A-2-PS | F810 REDUNDANT POWER SUPPLY | 7481
| EDINFBF80P1H | F811-2-LC | F811-2-LC |  | 7556
| EDINFBF80P1H | F811-2-LS | F811-2-LS | F811 REDUNDANT POWER SUPPLY-F802 | 7563
| EDINFBF80P1H | F811-2-RC | F811-2-RC | F811 REDUNDANT POWER SUPPLY-F802 | 7557
| EDINFBF80P1H | F811-2-RS | F811-2-RS | F811 REDUNDANT POWER SUPPLY-F802 | 7573
| EDINFBF80P1H | F860-2 | F860-2 | F860 RED FBUS F802 POWR SYSTEM | 6798
| EDINFBF80P1H | F880-2-PC | F880-2-PC |  | 7414
| EDINFBF80P1H | F880-2-LS | F880-2-LS | F880 system-F802-Plug Screw | 7464
| EDINFBF80P1H | F880-2-PS | F880-2-PS | F880 system-F802-Plus Screw | 7475
| EDINFBF80P1H | F880-2-RS | F880-2-RS | F880 system-F802-Plug Screw R | 7492
| EDINFBF80P1H | F890-2-PC | F890-2-PC |  | 7434
| EDINFBF80P1H | F890-2-PS | F890-2-PS | F890 System-F802-Plug Screw | 7436
| EDINFBF80P1H | F892-2-PC | F892-2-PC |  | 7457
| EDINFBF80P1H | F892-2-PS | F892-2-PS |  | 7454
| EDINFB912P0D | 9101-22-PS | 9101-22-PS |  | 11568
| EDINFB912A27 | 9101-CA-PS | 9101-CA-PS |  | 1507
| EDINFB912P0D | 9107-22-PS | 9107-22-PS |  | 11568
| EDINFB912A27 | 9107-CA-PS | 9107-CA-PS |  | 1507
| EDINFB912P0D | 9108-22-PS | 9108-22-PS | RDNT FISCO SYS IIB YOK SCR TER | 11568
| EDINFB912P0D | 9108-22-PC | 9108-22-PC |  | 11568
| EDINFB912A27 | 9108-CA-PS | 9108-CA-PS |  | 1507
| EDINFB912A27 | 9108-CA-PC | 9108-CA-PC |  | 1507
| EDINFB912P0D | 9109-22-PS | 9109-22-PS | REDUNDANT FISCO SYSTEM IIB | 11929
| EDINFB912A27 | 9109-CA-PS | 9109-CA-PS |  | 1507
| EDINFB912A27 | 9109-CK-PS | 9109-CK-PS |  | 1881
| EDINFB912P08 | 9122-IS-CM | 9122-IS-CM | FISCO PWR SUPPLY IIB CARR MNT | 1057
| EDINFB912A0D | 9126-PU | 9126-PU | HOST POWER SUPPLY MODULE | 474
| EDINFB912A27 | 9127-BLK | 9127-BLK | FISCO SIGNAL BLANKING MODULE | 229
| EDINFB912P08 | 9129-IS | 9129-IS | SUPPLY ARBITRATION MODULE | 701
| EDINFB912P08 | 9121-IS-PC | 9121-IS-PC | FISCO POWER SUPPLY IIC SPG CLP | 1045
| EDINFB912P08 | 9121-IS-PS | 9121-IS-PS | FISCO POWER SUPPLY IIC SCW TER | 1045
| EDINFB912P08 | 9122-IS-PC | 9122-IS-PC | FISCO POWER SUPPLY IIB SPG CLP | 1238
| EDINFB912P08 | 9122-IS-PS | 9122-IS-PS | FISCO POWER SUPPLY IIB SCW TER | 1238
| EDINFB918A2H | 9191-FP | 9191-FP | 4 SEG FIELDBUS POWER SUPPLY MODULE-28V | 853
| EDINFB918A2H | 9192-FP | 9192-FP |  | 853
| EDINFB918A2H | 9191-FP-CC | 9191-FP-CC | 4 SEG FIELDBUS POWER SUPPLY MODULE-28V | 874
| EDINFB918A2H | 9192-FP-CC | 9192-FP-CC |  | 874
| EDINFB918A2H | 9197-BLK | 9197-BLK | ALARM BLANKING MODULE | 102
| EDINFB918A2H | 9181-CA-PC | 9181-CA-PC |  | 1033
| EDINFB918A2H | 9181-CA-PS | 9181-CA-PS |  | 1033
| EDINFB918A2H | 9181-21-PC | 9181-21-PC |  | 2964
| EDINFB918A2H | 9181-21-PS | 9181-21-PS |  | 2964
| EDINFB918A2H | 9181-41-PC | 9181-41-PC |  | 3637
| EDINFB918A2H | 9181-41-PS | 9181-41-PS |  | 3637
| EDINFB918A2H | 9181-61-PC | 9181-61-PC |  | 4333
| EDINFB918A2H | 9181-61-PS | 9181-61-PS |  | 4333
| EDINFB918A2H | 9181-91-PC | 9181-91-PC |  | 5930
| EDINFB918A2H | 9181-91-PS | 9181-91-PS | RED FIELDBUS POWER SUPPLY INVENSYS | 5930
| EDINFB918A2H | 9181-22-PC | 9181-22-PC |  | 2964
| EDINFB918A2H | 9181-22-PS | 9181-22-PS |  | 2964
| EDINFB918A2H | 9181-42-PC | 9181-42-PC |  | 3637
| EDINFB918A2H | 9181-42-PS | 9181-42-PS |  | 3637
| EDINFB918A2H | 9181-62-PC | 9181-62-PC |  | 4333
| EDINFB918A2H | 9181-62-PS | 9181-62-PS |  | 4333
| EDINFB918A2H | 9181-92-PC | 9181-92-PC |  | 5930
| EDINFB918A2H | 9181-92-PS | 9181-92-PS |  | 5930
| EDINFB918A2H | 9182-CL-PC | 9182-CL-PC | MTL 9182 Carrier Left Spring Clamp | 1439
| EDINFB918A2H | 9182-CL-PS | 9182-CL-PS | MTL 9182 Carrier Left Screw Term | 1439
| EDINFB918A2H | 9182-CR-PC | 9182-CR-PS | MTL 9182 Carrier Right Spring Clamp | 1439
| EDINFB918A2H | 9182-CR-PS | 9182-CR-PS | MTL 9182 Carrier Right Screw Term | 1439
| EDINFB918A2H | 9182-91-LC | 9182-91-LC | MTL 9182 System Left Spring Clamp | 6254
| EDINFB918A2H | 9182-91-LS | 9182-91-LS | MTL 9182 System Left Screw Term | 6254
| EDINFB918A2H | 9182-91-RC | 9182-91-RC | MTL 9182 System Right Spring Clamp | 6254
| EDINFB918A2H | 9182-91-RS | 9182-91-RS | MTL 9182 System Right Screw Term | 6254
| EDINFB918A2H | 9182-92-LC | 9182-92-LC | MTL 9182 System Left Spring Clamp | 6254
| EDINFB918A2H | 9182-92-LS | 9182-92-LS | MTL 9182 System Left Screw Term | 6254
| EDINFB918A2H | 9182-92-RC | 9182-92-RC | MTL 9182 System Right Spring Clamp | 6254
| EDINFB918A2H | 9182-92-RS | 9182-92-RS | MTL 9182 System Right Screw Term | 6254
| EDINFB918A2H | 9188-CA-PC | 9188-CA-PC |  | 1033
| EDINFB918A2H | 9188-CA-PS | 9188-CA-PS |  | 1033
| EDINFB918A2H | 9189-CA-PC | 9189-CA-PC |  | 1033
| EDINFB918A2H | 9189-CA-PS | 9189-CA-PS | REDUNDANT FIELDBUS POWER SUPPLY CARRIER | 1033
| EDINFB918P8H | 9188-21-PC | 9188-21-PC |  | 2964
| EDINFB918P8H | 9188-21-PS | 9188-21-PS | Red fieldbus power supply Yokogawa | 2964
| EDINFB918P8H | 9189-21-PC | 9189-21-PC |  | 2964
| EDINFB918P8H | 9189-21-PS | 9189-21-PS |  | 2964
| EDINFB918P8H | 9188-41-PC | 9188-41-PC |  | 3637
| EDINFB918P8H | 9188-41-PS | 9188-41-PS | Red fieldbus power supply Yokogawa | 3637
| EDINFB918P8H | 9189-41-PC | 9189-41-PC |  | 3637
| EDINFB918P8H | 9189-41-PS | 9189-41-PS | Redundant fieldbus power supply | 3637
| EDINFB918P8H | 9188-61-PC | 9188-61-PC |  | 4333
| EDINFB918P8H | 9188-61-PS | 9188-61-PS |  | 4333
| EDINFB918P8H | 9189-61-PC | 9189-61-PC |  | 4333
| EDINFB918P8H | 9189-61-PS | 9189-61-PS |  | 4333
| EDINFB918P8H | 9188-91-PC | 9188-91-PC |  | 5930
| EDINFB918P8H | 9188-91-PS | 9188-91-PS | Red fieldbus power supply Yokogawa | 5930
| EDINFB918P8H | 9189-91-PC | 9189-91-PC |  | 5930
| EDINFB918P8H | 9189-91-PS | 9189-91-PS | Red fieldbus power supply | 5930
| EDINFB918P8H | 9188-22-PC | 9188-22-PC |  | 2964
| EDINFB918P8H | 9188-22-PS | 9188-22-PS |  | 2964
| EDINFB918P8H | 9189-22-PC | 9189-22-PC |  | 2964
| EDINFB918P8H | 9189-22-PS | 9189-22-PS |  | 2964
| EDINFB918P8H | 9188-42-PC | 9188-42-PC |  | 3637
| EDINFB918P8H | 9188-42-PS | 9188-42-PS |  | 3637
| EDINFB918P8H | 9189-42-PC | 9189-42-PC | REDNT. FIELDBUS POWER SUPPLY | 3637
| EDINFB918P8H | 9189-42-PS | 9189-42-PS |  | 3637
| EDINFB918P8H | 9188-62-PC | 9188-62-PC |  | 4333
| EDINFB918P8H | 9188-62-PS | 9188-62-PS |  | 4333
| EDINFB918P8H | 9189-62-PC | 9189-62-PC |  | 4333
| EDINFB918P8H | 9189-62-PS | 9189-62-PS |  | 4333
| EDINFB918P8H | 9188-92-PC | 9188-92-PC |  | 5930
| EDINFB918P8H | 9188-92-PS | 9188-92-PS |  | 5930
| EDINFB918P8H | 9189-92-PC | 9189-92-PC |  | 5930
| EDINFB918P8H | 9189-92-PS | 9189-92-PS |  | 5930
| EDINFB918A2H | 9181-CA-PC-CC | 9181-CA-PC-CC |  | 1097
| EDINFB918A2H | 9181-CA-PS-CC | 9181-CA-PS-CC |  | 1097
| EDINFB918A2H | 9181-21-PC-CC | 9181-21-PC-CC |  | 3079
| EDINFB918A2H | 9181-21-PS-CC | 9181-21-PS-CC |  | 3079
| EDINFB918A2H | 9181-41-PC-CC | 9181-41-PC-CC |  | 3772
| EDINFB918A2H | 9181-41-PS-CC | 9181-41-PS-CC |  | 3772
| EDINFB918A2H | 9181-61-PC-CC | 9181-61-PC-CC |  | 4491
| EDINFB918A2H | 9181-61-PS-CC | 9181-61-PS-CC |  | 4491
| EDINFB918A2H | 9181-91-PC-CC | 9181-91-PC-CC |  | 6126
| EDINFB918A2H | 9181-91-PS-CC | 9181-91-PS-CC | RED FIELDBUS POWER SUPPLY INVENSYS | 6126
| EDINFB918A2H | 9181-22-PC-CC | 9181-22-PC-CC |  | 3079
| EDINFB918A2H | 9181-22-PS-CC | 9181-22-PS-CC |  | 3079
| EDINFB918A2H | 9181-42-PC-CC | 9181-42-PC-CC |  | 3772
| EDINFB918A2H | 9181-42-PS-CC | 9181-42-PS-CC |  | 3772
| EDINFB918A2H | 9181-62-PC-CC | 9181-62-PC-CC |  | 4491
| EDINFB918A2H | 9181-62-PS-CC | 9181-62-PS-CC |  | 4491
| EDINFB918A2H | 9181-92-PC-CC | 9181-92-PC-CC |  | 6126
| EDINFB918A2H | 9181-92-PS-CC | 9181-92-PS-CC |  | 6126
| EDINFB918A2H | 9188-CA-PC-CC | 9188-CA-PC-CC |  | 1097
| EDINFB918A2H | 9188-CA-PS-CC | 9188-CA-PS-CC |  | 1097
| EDINFB918A2H | 9189-CA-PC-CC | 9189-CA-PC-CC |  | 1144
| EDINFB918A2H | 9189-CA-PS-CC | 9189-CA-PS-CC | REDUNDANT FIELDBUS POWER SUPPLY CARRIER | 1144
| EDINFB918P8H | 9188-21-PC-CC | 9188-21-PC-CC |  | 3098
| EDINFB918P8H | 9188-21-PS-CC | 9188-21-PS-CC | Red fieldbus power supply Yokogawa | 3098
| EDINFB918P8H | 9189-21-PC-CC | 9189-21-PC-CC |  | 3119
| EDINFB918P8H | 9189-21-PS-CC | 9189-21-PS-CC |  | 3119
| EDINFB918P8H | 9188-41-PC-CC | 9188-41-PC-CC |  | 3836
| EDINFB918P8H | 9188-41-PS-CC | 9188-41-PS-CC | Red fieldbus power supply Yokogawa | 3836
| EDINFB918P8H | 9189-41-PC-CC | 9189-41-PC-CC |  | 3753
| EDINFB918P8H | 9189-41-PS-CC | 9189-41-PS-CC | Redundant fieldbus power supply | 3753
| EDINFB918P8H | 9188-61-PC-CC | 9188-61-PC-CC |  | 4472
| EDINFB918P8H | 9188-61-PS-CC | 9188-61-PS-CC |  | 4472
| EDINFB918P8H | 9189-61-PC-CC | 9189-61-PC-CC |  | 4491
| EDINFB918P8H | 9189-61-PS-CC | 9189-61-PS-CC |  | 4491
| EDINFB918P8H | 9188-91-PC-CC | 9188-91-PC-CC |  | 6126
| EDINFB918P8H | 9188-91-PS-CC | 9188-91-PS-CC | Red fieldbus power supply Yokogawa | 6126
| EDINFB918P8H | 9189-91-PC-CC | 9189-91-PC-CC |  | 5993
| EDINFB918P8H | 9189-91-PS-CC | 9189-91-PS-CC | Red fieldbus power supply | 5993
| EDINFB918P8H | 9188-22-PC-CC | 9188-22-PC-CC |  | 3079
| EDINFB918P8H | 9188-22-PS-CC | 9188-22-PS-CC |  | 3079
| EDINFB918P8H | 9189-22-PC-CC | 9189-22-PC-CC |  | 3098
| EDINFB918P8H | 9189-22-PS-CC | 9189-22-PS-CC |  | 3098
| EDINFB918P8H | 9188-42-PC-CC | 9188-42-PC-CC |  | 3791
| EDINFB918P8H | 9188-42-PS-CC | 9188-42-PS-CC |  | 3791
| EDINFB918P8H | 9189-42-PC-CC | 9189-42-PC-CC | REDNT. FIELDBUS POWER SUPPLY | 3836
| EDINFB918P8H | 9189-42-PS-CC | 9189-42-PS-CC |  | 3836
| EDINFB918P8H | 9188-62-PC-CC | 9188-62-PC-CC |  | 4447
| EDINFB918P8H | 9188-62-PS-CC | 9188-62-PS-CC |  | 4447
| EDINFB918P8H | 9189-62-PC-CC | 9189-62-PC-CC |  | 4472
| EDINFB918P8H | 9189-62-PS-CC | 9189-62-PS-CC |  | 4472
| EDINFB918P8H | 9188-92-PC-CC | 9188-92-PC-CC |  | 6086
| EDINFB918P8H | 9188-92-PS-CC | 9188-92-PS-CC |  | 6086
| EDINFB918P8H | 9189-92-PC-CC | 9189-92-PC-CC |  | 6126
| EDINFB918P8H | 9189-92-PS-CC | 9189-92-PS-CC |  | 6126
| EDINFB918A2H | 9180-BAR | 9180-BAR | 9180 Grounding Bar | 233
| EDINFB937P1F | 9372-FB-PS-SS | 9372-FB-PS-SS | FBUS BAR'R REDNT 5-SP SCR TERM SS | 5659
| EDINFB937P1F | 9372-FB-PC-SS | 9372-FB-PC-SS |  | 5706
| EDINFB937P1F | 9372-FB-PS-PP | 9372-FB-PS-PP |  | 5267
| EDINFB937P1F | 9372-FB-PC-PP | 9372-FB-PC-PP |  | 5315
| EDINFB937P1F | 9375-FB-PS-SS | 9375-FB-PS-SS |  | 4076
| EDINFB937P1F | 9375-FB-PC-SS | 9375-FB-PC-SS |  | 4122
| EDINFB937P1F | 9375-FB-PS-PP | 9375-FB-PS-PP |  | 3631
| EDINFB937P1F | 9375-FB-PC-PP | 9375-FB-PC-PP |  | 3674
| EDINFB937P0F | 9371-FB2-PS-SS | 9371-FB2-PS-SS | FBUS BARRIER 6-SP SCR TERM SS | 2578
| EDINFB937P0F | 9371-FB2-PC-SS | 9371-FB2-PC-SS | FBUS BARRIER 6-SP SPR CLMP SS | 2624
| EDINFB937P0F | 9371-FB2-PS-PP | 9371-FB2-PS-PP |  | 1944
| EDINFB937P0F | 9371-FB2-PC-PP | 9371-FB2-PC-PP |  | 1987
| EDINFB937P1L | 9373-FB2-PS-SS | 9373-FB2-PS-SS | FBUS BARRIER 12-SP SCR TERM SS | 5134
| EDINFB937P1L | 9373-FB2-PC-SS | 9373-FB2-PC-SS | FBUS BARRIER 12-SP SPR CLMP SS | 5204
| EDINFB937P1L | 9373-FB2-PS-PP | 9373-FB2-PS-PP |  | 3823
| EDINFB937P1L | 9373-FB2-PC-PP | 9373-FB2-PC-PP |  | 3894
| EDINFB937P1L | 9374-FB2-PS-SS | 9374-FB2-PS-SS |  | 3701
| EDINFB937P1L | 9374-FB2-PC-SS | 9374-FB2-PC-SS |  | 3772
| EDINFB937P1L | 9374-FB2-PS-PP | 9374-FB2-PS-PP |  | 2462
| EDINFB937P1L | 9374-FB2-PC-PP | 9374-FB2-PC-PP |  | 2528
| EDINFB937P1L | 9373-FB3-CA11-ANWN | 9373-FB3-CA11-ANWN | MTL Fbus Barrier 12-Sp SprClmp St Stl | 3395
| EDINFB937P1L | 9377-FB3-PS | 9377-FB3-PS | MTL Fbus Barrier Module 12-Spur Scr Term | 1900
| EDINFB937P1L | 9377-FB3-PC | 9377-FB3-PC | MTL Fbus Barrier Module 12-Spur Spr Clmp | 1900
| EDINFB931P10 | 9377-FB-R | 9377-FB-R | FIELDBUS BARRIER MODULE 6-SPUR | 1683
| EDINFB937A57 | 9376-SP | 9376-SP | TRUNK SURGE PROTECTION UNIT | 284
| EDINFB937A57 | 9378-FT | 9378-FT | FIELDBUS TERMINATOR PLUGGABLE | 126
| EDINFB937A57 | 9379-ALM | 9379-ALM |  | 775
| EDINFB937A57 | F93-XE | F93-XE |  | 66
| EDINFB937P1F | 9387-FB-PS-R | 9387-FB-PS-R | FBUS BAR'R REDNT BASEPLATE SCREW TERM | 4913
| EDINFB937P1F | 9387-FB-PC-R | 9387-FB-PC-R |  | 4958
| EDINFB937P0F | 9387-FB2-PS | 9387-FB2-PS | FBUS BARRIER ASSY 6-SP SCREW TERM | 1636
| EDINFB937P0F | 9387-FB2-PC | 9387-FB2-PC |  | 1673
| EDINFB937P1L | 9388-FB2-PS | 9388-FB2-PS |  | 3197
| EDINFB937P1L | 9388-FB2-PC | 9388-FB2-PC |  | 3262
| EDINFB937P1F | 9391-FB2-PS-SS | 9391-FB2-PS-SS |  | 11069
| EDINFB937P1F | 9391-FB2-PC-SS | 9391-FB2-PC-SS |  | 11157
| EDINFB912A27 | 9321-SC | 9321-SC | FISCO SPUR CONNECTOR | 104
| EDINFB912A27 | 9322-SC | 9322-SC |  | 104
| EDINFB912A27 | 9323-SC | 9323-SC | Spur Connector - entity | 115
| EDINFB933P11 | 848T-F-I5-S001-T1 | 848T-F-I5-S001-T1 |  | 3344
| EDINFB933P11 | 848T-F-IE-S001-T1 | 848T-F-IE-S001-T1 |  | 3344
| EDINFB933P11 | 848T-F-NK-S001-T1 | 848T-F-NK-S001-T1 | Fieldbus Temperature Multiplexer-FM Div | 3344
| EDINFB933P11 | 848T-F-I6-S001-T1 | 848T-F-I6-S001-T1 |  | 3344
| EDINFB933P11 | 848T-F-IF-S001-T1 | 848T-F-IF-S001-T1 |  | 3344
| EDINFB933P11 | 848T-F-N6-S001-T1 | 848T-F-N6-S001-T1 |  | 3344
| EDINFB933P11 | 848T-F-I1-S001-T1 | 848T-F-I1-S001-T1 | Fieldbus Temperature Multiplexer-ATEX IS | 3344
| EDINFB933P11 | 848T-F-IA-S001-T1 | 848T-F-IA-S001-T1 | Fieldbus Temperature Multiplexer-ATEX FI | 3344
| EDINFB933P11 | 848T-F-NC-S001-T1 | 848T-F-NC-S001-T1 |  | 3344
| EDINFB933P11 | 848T-F-NF-S001-T1 | 848T-F-NF-S001-T1 |  | 3344
| EDINFB933P11 | 848T-F-I7-S001-T1 | 848T-F-I7-S001-T1 | Fieldbus Temperature Multiplexer-IECEx I | 3344
| EDINFB933P11 | 848T-F-IG-S001-T1 | 848T-F-IG-S001-T1 |  | 3344
| EDINFB933P11 | 848T-F-NJ-S001-T1 | 848T-F-NJ-S001-T1 |  | 3344
| EDINFB933P11 | 848T-F-NA-S002-T1 | 848T-F-NA-S002-T1 |  | 3344
| EDINFB933P11 | 848T-F-NK-S002-T1 | 848T-F-NK-S002-T1 |  | 3344
| EDINFB933P11 | 848T-F-N6-S002-T1 | 848T-F-N6-S002-T1 |  | 3344
| EDINFB933P11 | 848T-F-NC-S002-T1 | 848T-F-NC-S002-T1 |  | 3344
| EDINFBWC0E05 | FCS-1000-P20 | FCS-1000-P20 | Plastic M20 glands | 5
| EDINFBWC0E05 | FCS-1000-C20 | FCS-1000-C20 |  | 9
| EDINFBWC0E05 | FCS-1000-A20 | FCS-1000-A20 | M20 BRASS GLAND WIRE ARM. CAB. | 16
| EDINFBWC0E05 | FCS-1000-S20 | FCS-1000-S20 |  | 74
| EDINFBWC0E05 | FCS-1000-R20 | FCS-1000-R20 |  | 116
| EDINFBWC0E05 | FCS-1000-X20 | FCS-1000-X20 | M20 NICKEL PLT BRASS BLNK PLUG | 8
| EDINFBWC0E05 | FCS-1000-Y20 | FCS-1000-Y20 | M20 PLASTIC BLANKING PLUG | 5
| EDINFBWC0E05 | FCS-1000-Z20 | FCS-1000-Z20 | M20 Stainless Steel Blanking Plug | 34
| EDINFBTSTA24 | FCS-LAB-IS-IS | FCS-LAB-IS-IS |  | 27
| EDINFBTSTA24 | FCS-LAB-NA-NA | FCS-LAB-NA-NA |  | 25
| EDINFBWC0E05 | FCS-9604-020 | FCS-9604-020 |  | 623
| EDINFBWC0E05 | FCS-9604-A20 | FCS-9604-A20 |  | 751
| EDINFBWC0E05 | FCS-9604-R20 | FCS-9604-R20 |  | 1423
| EDINFBWC0E05 | FCS-9604-C20 | FCS-9604-C20 |  | 708
| EDINFBWC0E05 | FCS-9604-S20 | FCS-9604-S20 |  | 1192
| EDINFBWC0E05 | FCS-9604-X20 | FCS-9604-X20 |  | 684
| EDINFBWC0E05 | FCS-9608-020 | FCS-9608-020 |  | 653
| EDINFBWC0E05 | FCS-9608-A20 | FCS-9608-A20 |  | 877
| EDINFBWC0E05 | FCS-9608-R20 | FCS-9608-R20 |  | 2080
| EDINFBWC0E05 | FCS-9608-C20 | FCS-9608-C20 |  | 840
| EDINFBWC0E05 | FCS-9608-S20 | FCS-9608-S20 |  | 1561
| EDINFBWC0E05 | FCS-9608-X20 | FCS-9608-X20 |  | 758
| EDINFBWC0E05 | FCS-9612-020 | FCS-9612-020 |  | 716
| EDINFBWC0E05 | FCS-9612-A20 | FCS-9612-A20 |  | 994
| EDINFBWC0E05 | FCS-9612-R20 | FCS-9612-R20 |  | 2408
| EDINFBWC0E05 | FCS-9612-C20 | FCS-9612-C20 |  | 902
| EDINFBWC0E05 | FCS-9612-S20 | FCS-9612-S20 |  | 1795
| EDINFBWC0E05 | FCS-9612-X20 | FCS-9612-X20 |  | 871
| EDINFBWC0E05 | FCS-9624-020 | FCS-9624-020 |  | 963
| EDINFBWC0E05 | FCS-9624-A20 | FCS-9624-A20 |  | 1492
| EDINFBWC0E05 | FCS-9624-R20 | FCS-9624-R20 |  | 4189
| EDINFBWC0E05 | FCS-9624-C20 | FCS-9624-C20 |  | 1326
| EDINFBWC0E05 | FCS-9624-S20 | FCS-9624-S20 |  | 3006
| EDINFBWC0E05 | FCS-9624-X20 | FCS-9624-X20 |  | 1260
| EDINFBWC0E05 | FCS-9642-020 | FCS-9642-020 |  | 768
| EDINFBWC0E05 | FCS-9642-A20 | FCS-9642-A20 |  | 1043
| EDINFBWC0E05 | FCS-9642-R20 | FCS-9642-R20 |  | 2458
| EDINFBWC0E05 | FCS-9642-C20 | FCS-9642-C20 |  | 951
| EDINFBWC0E05 | FCS-9642-S20 | FCS-9642-S20 |  | 1844
| EDINFBWC0E05 | FCS-9642-X20 | FCS-9642-X20 |  | 922
| EDINFBWC0E05 | FCS-9616-020 | FCS-9616-020 | SS Enclosure for MTL831C | 903
| EDINFBWC0E05 | FCS-9616-A20 | FCS-9616-A20 |  | 1242
| EDINFBWC0E05 | FCS-9616-R20 | FCS-9616-R20 |  | 3297
| EDINFBWC0E05 | FCS-9616-C20 | FCS-9616-C20 |  | 1112
| EDINFBWC0E05 | FCS-9616-S20 | FCS-9616-S20 |  | 2398
| EDINFBWC0E05 | FCS-9616-X20 | FCS-9616-X20 |  | 1065
| EDINFBWC0E05 | FCS-9632-020 | FCS-9632-020 | SS Enclosure for 2xMTL831C | 1206
| EDINFBWC0E05 | FCS-9632-A20 | FCS-9632-A20 |  | 1656
| EDINFBWC0E05 | FCS-9632-R20 | FCS-9632-R20 |  | 4385
| EDINFBWC0E05 | FCS-9632-C20 | FCS-9632-C20 |  | 1482
| EDINFBWC0E05 | FCS-9632-S20 | FCS-9632-S20 |  | 3192
| EDINFBWC0E05 | FCS-9632-X20 | FCS-9632-X20 |  | 1388
| EDINNSTOFP18 | 9202-ETS | 9202-ETS | MTL TOFINO ETHERNET SECURITY DEVICE | 2033
| EDINNSTOFP18 | 9202-ETS-CC | 9202-ETS-CC | MTL TOFINO ETHERNET SECURITY DEVICE | 2126
| EDINNSTOFP18 | 9202-ETS-SC-SC | 9202-ETS-SC-SC | MTL Tofino SA Single-mode Fibre & Copper | 2833
| EDINNSTOFP18 | 9202-ETS-MC-SC | 9202-ETS-MC-SC | MTL Tofino SA Multi-mode Fibre & Copper | 2587
| EDINNSTOFP18 | 9202-ETS-MM-SC | 9202-ETS-MM-SC | MTL Tofino SA Multi-mode Fibre only | 2833
| EDINNSTOFA33 | 9522-EIP | 9522-EIP | MTL Tofino Ethernet IP Enforcer LSM | 757
| EDINNSTOFA33 | 9522-MBT | 9522-MBT | MTL Tofino Modbus TCP Enforcer LSM | 757
| EDINNSTOFA33 | 9522-NET | 9522-NET | MTL Tofino NetConnect Enforcer LSM | 102
| EDINNSTOFA33 | 9522-OPC | 9522-OPC | MTL Tofino OPC Enforcer LSM | 757
| EDINNSTOFA33 | 9522-DNP3 | 9522-DNP3 | MTL Tofino DNP3 Enforcer LSM | 820
| EDINNSTOFA33 | 9522-IEC104 | 9522-IEC104 | MTL Tofino IEC 104 Enforcer LSM | 820
| EDINNSTOFA33 | 9522-GOOSE | 9522-GOOSE | MTL Tofino IEC 61850 GOOSE Enforcer LSM | 820
| EDINIE920A58 | AXFE-1314-05N3 | AXFE-1314-05N3 |  | 208
| EDINIE920A58 | AXFE-1314-0553 | AXFE-1314-0553 | SFP-100LX-IT TRANSCEIVER SINGLEMODE | 293
| EDINIE920A58 | AXFE-1314-05D3 | AXFE-1314-05D3 |  | 358
| EDINIE920A58 | AXGE-5854-0513 | AXGE-5854-0513 | SFP-1000SX-IT GIGABIT TRANS. MULTIMODE | 278
| EDINIE920A58 | AXGE-1354-0521 | AXGE-1354-0521 |  | 643
| EDINIE920A58 | AXGE-1354-0533 | AXGE-1354-0533 | SFP-1000LX-IT GIGABIT TRANS. SINGLEMODE | 470
| EDINIE920A58 | AXGE-3354-0593 | AXGE-3354-0593 |  | 643
| EDINIE920A58 | AXGE-3554-05D3 | AXGE-3554-05D3 |  | 2089
| EDINIE920A58 | AXGE-3554-05C3 | AXGE-3554-05C3 |  | 2239
| EDINIE92CPD2 | A111 | A111 | Ethernet-APL Adapter | 766
| EDINIE92CPD3 | A112 | A112 | USB to Ethernet-APL Adapter | 766
| EDINIE946A21 | ANT94 | ANT94 | Omni-directional antenna | 181
| EDINIE946A21 | ANTSMA94 | ANTSMA94 |  | 181
| EDINIE946A21 | CSL-RG316-TNC-1000 | CSL-RG316-TNC-1000 |  | 151
| EDINIE946A21 | CSL-RG316-SMA-1000 | CSL-RG316-SMA-1000 |  | 151
| EDINIE946A22 | RG316-TNC-SMA-1000 | RG316-TNC-SMA-1001 | 1000mm RG316 Cable TNC to SMA Connector | 151
| EDINIE946P02 | 9471-ETG | 9471-ETG | IS GB S2E gateway | 3696
| EDINIE946P02 | 9475-ETG | 9475-ETG | IS GB media converter MM/SM SC | 4211
| EDINIE946P03 | 9475-ET | 9475-ET | IS media converter MM/SM SC 100mb | 4212
| EDINIE946P02 | 9476-ET2G | 9476-ET2G | IS switch 2 gb ports | 4211
| EDINIE946P02 | 9476-ETG | 9476-ETG | IS switch all gb ports | 4489
| EDINIE946P02 | 9478-ETG | 9478-ETG | IS gb Isolator 3 gb ports | 3755
| EDINIE946P03 | 9478-ETX | 9478-ETXG | IS Ethernet Isolator 100mb | 3884
| EDINIE946P02 | 9478-ETXG | 9478-ETXG | IS Isolator 2 gb ports | 3248
| EDINIE946P02 | 9479-ETG-CSL | 9479-ETG-CSL | Gigabit Wireless AP | 4503
| EDINIE949P04 | 9491-PS-PLUS | 9491-PS-PLUS | IS power supply Uo 12.4V | 794
| EDINIE949P03 | 9492-PS-PLUS | 9492-PS-PLUS | IS power supply Uo 12.8V | 930
| EDINIE949P03 | 9493-PS-C5 | 9493-PS-C5 | IS power supply Uo 5.4V | 768
| EDINIE949P03 | 9493-PS-B5 | 9493-PS-B5 | IS power supply Uo 5.4V | 930
| EDINIE949P03 | 9493-PS-C6 | 9493-PS-C6 | IS power supply Uo 7V | 930
| EDINIE949P03 | 9493-PS-C9 | 9493-PS-C9 | IS power supply Uo 10V | 768
| EDINIE949P03 | 9493-PS-C11 | 9493-PS-C11 | IS power supply Uo 12V | 768
| EDINIE949P03 | 9493-PS-C12 | 9493-PS-C12 | IS power supply Uo 13V | 930
| EDINIE949P03 | 9493-PS-C14 | 9493-PS-C14 | IS power supply Uo 15V | 768
| EDINIE949P03 | 9493-PS-B14 | 9493-PS-B14 | IS power supply Uo 15V | 930
| EDINIE949P03 | 9493-PS-C17 | 9493-PS-C17 | IS power supply Uo 18V | 930
| EDINIE949P03 | 9493-PS-B17 | 9493-PS-B17 | IS power supply Uo 18V | 930
| EDINIE949P03 | 9493-PS-xxx | 9493-PS-xxx | IS power supply - custom version MoQ | 1024
| EDINIE945PD3 | 9456-ETPLUS-SS | 9456-ETPLUS-SS | MTL IS IP-Camera (with WiFi) – Stainless Steel Enclosure | 7907
| EDINIE945PD3 | 9459-ETPLUS-SS | 9459-ETPLUS-SS | MTL IS IP-Camera (with WiFi) – Stainless Steel Enclosure | 8027
| EDINIE945PD3 | 9459-ETPLUS-CSL | 9459-ETPLUS-CSL | CSL IS IP-Camera (with WiFi) – Stainless Steel Enclosure | 8141
| EDINIE946A21 | 9409-ET5 | 9409-ET5 | MTL Camera Ethernet CAT6a Cable 5m | 164
| EDINIE946A21 | 9409-ET10 | 9409-ET10 | MTL Camera Ethernet CAT7 Cable 10m | 283
| EDINIE946A21 | 9409-ET10-MF | 9409-ET10-MF | MTL Camera Ethernet CAT7 Cable 10m | 337
| EDINIE946A21 | 9409-ET20 | 9409-ET20 | MTL Camera Ethernet CAT6a Cable 20m | 369
| EDINIE946A20 | 9409-ET5-2 | 9409-ET5-2 | 5m M12 to M12 Camera Cable | 130
| EDINIE946A21 | 9409-ET10-2 | 9409-ET10-2 | 10m M12 to M12 Camera Cable | 197
| EDINIE946A21 | 9409-ET20-2 | 9409-ET20-2 | 20m M12 to M12 Camera Cable | 353
| EDINIE946A21 | 9409-ET40-2 | 9409-ET40-2 | 40m M12 to M12 Camera Cable | 576
| EDINIE946A21 | 9409-PWR5 | 9409-PWR5 | MTL Camera/LED Power Cable 5m | 82
| EDINIE946A22 | 9409-PWR10 | 9409-PWR10 | MTL Camera/LED Power Cable 10m | 127
| EDINIE946A21 | 9409-PWR20 | 9409-PWR20 | MTL Camera/LED Power Cable 20m | 225
| EDINIE946A21 | 9409-LED | 9409-LED | MTL Camera Link Cable 0.6m | 56
| EDINIE946A21 | RUG000010CG | RUG000010CG | RugiCAM-IP Toughened Glass Window | 68
| EDINIE946A21 | RUG000019CS | RUG000019CS | RugiCAM-IP Coated Steel Window Bezel | 318
| EDINIE946A22 | RUG000040PP | RUG000040PP | RugiCAM-IP O-Ring (Window) | 12
| EDINIE946A23 | RUG000041PP | RUG000041PP | RugiCAM-IP O-Ring (Top Cover) | 12
| EDINIE946A24 | RUG000045SS | RUG000045SS | RugiCAM-IP Stainless Steel Bracket | 233
| EDINIE946A25 | RUG000051SS | RUG000051SS | RugiCAM-IP Bracket Screws (Pack 50x) | 20
| EDINIE946A26 | RUG000052SS | RUG000052SS | RugiCAM-IP Bezel Screws (Pack 50x) | 20
| EDINIE946A27 | RUG000053SS | RUG000053SS | RugiCAM-IP Top Cover Screws (Pack 50x) | 20
| EDINIE946A21 | M12-FLEX-FE | M12-FLEX-FE | M12 X-Code Connector Flex | 296
| EDINIE946A21 | ANT94RA | ANT94RA | MTL Right Angled Stubby Antenna | 259
| EDINIE946P02 | 9661-ETW | 9661-ETW | MTL Intrinsically Safe 4-port Serial Gateway | 2607
| EDINIE946P03 | 9474-ET | 9474-ET | MTL Intrinsically Safe Ethernet Barrier | 1196
| EDINIE946P04 | 9474-ETG | 9474-ETG | MTL Intrinsically Safe Gigabit Ethernet Barrier | 1790
| EDINIE945PD3 | BxLAN-OEM | BxLAN-OEM | MTL Intrinsically Safe OEM Barrier Module | 674
| EDINFBDISP12 | BA392D | BA392D |  | 63
| EDINFBDISP12 | BA393 | BA393 |  | 107
| EDINFBF80A36 | F800-BLK | F800-BLK |  | 226
| EDISZB700A14 | mlIMT7000-10 | IMT7000-10 |  | 94
| EDISZB700A14 | mlIMT7000-30 | IMT7000-30 |  | 101
| EDISZB700A14 | mlIMT7000-4 | IMT7000-4 |  | 77
| EDISZB700A15 | TAG7000T | TAG7000T | Accessory for SD | 69
| EDISZB770A17 | MLETL7000 | ETL7000 | EARTH TERMINAL | 25
| EDISZB770A17 | MLTHR7000 | THR7000 | PLATED DIN RAIL,1 METRE LENGTH | 49
| EDSU | FS32-BAR | FS32-BAR | FS32 GROUND BAR | 97
| EDSU | mlrf51074 | RF51074 |  | 159
| EDSU | mlrf51080A | RF51080A |  | 16
| EDSU | mlrf51080C | RF51080C |  | 16
| EDSU | mlrf51080E | RF51080E |  | 16
| EDSU | mlrf51080I | RF51080I |  | 24
| EDSU | mlrf51081 | RF51081 |  | 259
| EDSU | mlrf91368 | RF91368 |  | 53
| EDSU | SPCON01 | SPCON01 | CONNECTOR SCREW CLAMP | 15
| EDSUACMASP83 | MA05/D/1 | MA05/D/1 | 5 AMP MAINS DIN | 160
| EDSUACMASP83 | MA05/D/2 | MA05/D/2 | 5 AMP MAINS DIN | 160
| EDSUACMASP83 | MA05/I/1 | MA05/I/1 | 5 AMP MAINS IN-LINE | 198
| EDSUACMASP83 | MA05/I/2 | MA05/I/2 | 5 AMP MAINS IN-LINE | 198
| EDSUACMASP83 | MA05/SC/1 | MA05/SC/1 | 5 AMP MAINS FILTER-CAN | 154
| EDSUACMASP83 | MA05/SC/2 | MA05/SC/2 | 5 AMP MAINS FILTER-CAN | 146
| EDSUACMASP83 | MA10/D/1 | MA10/D/1 | 10 AMP MAINS DIN | 183
| EDSUACMASP83 | MA10/D/2 | MA10/D/2 | 10 AMP MAINS DIN | 183
| EDSUACMASP83 | MA10/I/1 | MA10/I/1 | 10 AMP MAINS IN-LINE | 204
| EDSUACMASP83 | MA10/I/2 | MA10/I/2 | 10 AMP MAINS IN-LINE | 219
| EDSUACMASP83 | MA10/SC/1 | MA10/SC/1 | 10 AMP MAINS FILTER-CAN | 178
| EDSUACMASP83 | MA10/SC/2 | MA10/SC/2 | 10 AMP MAINS FILTER-CAN | 178
| EDSUACMASP83 | MLMA4020F-024-1DR | MLMA4020F-024-1DR |  | 722
| EDSUACMASP83 | MLMA4020F-048-1DR | MLMA4020F-048-1DR |  | 722
| EDSUACMASP83 | MLMA4020F-110-1DR | MLMA4020F-110-1DR |  | 722
| EDSUACMASP83 | MLMA4020F-230-1DR | MLMA4020F-230-1DR |  | 722
| EDSUACMASP83 | y7-195236 | SPRT12-350/3+NPE-AX | Surge protection T1+T2,3P+N | 1824
| EDSUACMASP83 | y7-195235 | SPRT12-350/3+AX | Surge Protection T1+T2,3P | 1664
| EDSUACMASP83 | 470-0101-AG | AGDN12010R | DIN Rail SPD, 120V, 1-Mod | 188
| EDSUACMASP83 | 470-0102-AG | AGDN24010R | DIN Rail SPD, 240V, 1-Mod | 188
| EDSUACMASP83 | 470-0103-AG | AGDN27710R | DIN Rail SPD, 277V, 1-Mod | 188
| EDSUACMASP83 | 470-0104-AG | AGDN40010R | DIN Rail SPD, 400V, 1-Mod | 208
| EDSUACMASP83 | 470-0105-AG | AGDN48010R | DIN Rail SPD, 480V, 1-Mod | 208
| EDSUACMASP83 | 470-0106-AG | AGDN60010R | DIN Rail SPD, 600V, 1-Mod | 221
| EDSUACMASP83 | 470-0201-AG | AGDN12020R | DIN Rail SPD, 120V, 2-Mod | 392
| EDSUACMASP83 | 470-0202-AG | AGDN24020R | DIN Rail SPD, 240V, 2-Mod | 392
| EDSUACMASP83 | 470-0203-AG | AGDN27720R | DIN Rail SPD, 277V, 2-Mod | 392
| EDSUACMASP83 | 470-0204-AG | AGDN40020R | DIN Rail SPD, 400V, 2-Mod | 432
| EDSUACMASP83 | 470-0205-AG | AGDN48020R | DIN Rail SPD, 480V, 2-Mod | 432
| EDSUACMASP83 | 470-0206-AG | AGDN60020R | DIN Rail SPD, 600V, 2-Mod | 462
| EDSUACMASP83 | 470-0301-AG | AGDN12030R | DIN Rail SPD, 120V, 3-Mod | 542
| EDSUACMASP83 | 470-0302-AG | AGDN24030R | DIN Rail SPD, 240V, 3-Mod | 542
| EDSUACMASP83 | 470-0303-AG | AGDN27730R | DIN Rail SPD, 277V, 3-Mod | 542
| EDSUACMASP83 | 470-0304-AG | AGDN40030R | DIN Rail SPD, 400V, 3-Mod | 598
| EDSUACMASP83 | 470-0305-AG | AGDN48030R | DIN Rail SPD, 480V, 3-Mod | 598
| EDSUACMASP83 | 470-0306-AG | AGDN60030R | DIN Rail SPD, 600V, 3-Mod | 637
| EDSUACMASP83 | 470-0401-AG | AGDN12040R | DIN Rail SPD, 120V, 4-Mod | 660
| EDSUACMASP83 | 470-0402-AG | AGDN24040R | DIN Rail SPD, 240V, 4-Mod | 660
| EDSUACMASP83 | 470-0403-AG | AGDN27740R | DIN Rail SPD, 277V, 4-Mod | 660
| EDSUACMASP83 | 470-0404-AG | AGDN40040R | DIN Rail SPD, 400V, 4-Mod | 726
| EDSUACMASP83 | 470-0405-AG | AGDN48040R | DIN Rail SPD, 480V, 4-Mod | 726
| EDSUACMASP83 | 470-050B-AG | AGDN1000PV30LR | DIN Rail SPD, 1000V, Solar | 482
| EDSUACMASP83 | 470-050C-AG | AGDN1500PV30LR | DIN Rail SPD, 1500V, Solar-Mod | 538
| EDSUACMASP89 | MLMA15/D/1/SI | MA15/D/1/SI | LPU W/INDICATOR - 120V | 202
| EDSUACMASP89 | MLMA15/D/1TT/SI | MA15/D/1TT/SI | LPU W/INDICATOR - 120V TT | 202
| EDSUACMASP89 | MLMA15/D/2/SI | MA15/D/2/SI | LPU W/ INDICATOR - 240V | 202
| EDSUACMASP89 | MLMA15/D/2TT/L | MA15/D/2TT/L | MA15/D/2TT/L 240V | 202
| EDSUACMASP89 | MLMA30/D/1/SI | MA30/D/1/SI | MA30 120V 30A | 593
| EDSUACMASP89 | MLMA30/D/2/SI | MA30/D/2/SI | MA30 240V 30A | 593
| EDSUACMASP89 | MLMA30/D/3/SI | MA30/D/3/SI |  | 661
| EDSUACMASP89 | MA3145-120-2-R | MA3145-120-2-R |  | 269
| EDSUACMASP89 | MLMA15E/D/2/SI | MA15E/D/2/SI | 240V AC/DC protector, Ex ec | 261
| EDSUACMASP89 | MLMA15E/D/1/SI | MA15E/D/1/SI | 120V AC/DC protector, Ex ec | 261
| EDSUACPSSP81 | mlps35314 | PS35314 |  | 114
| EDSUACPSSP81 | MLPS35330 | PS35330 |  | 114
| EDSUACRPSP80 | mlrp35326 | RP35326 | RACKPRO 12 OUTLET 15A PS | 184
| EDSUACRPSP80 | mlrp35327 | RP35327 | RACKPRO 12 OUTLET 20A PS | 259
| EDSUACTCSP86 | ml25300 | 25300 |  | 379
| EDSUACTCSP86 | ml25301 | 25301 | TRAFFIC LIGHT SPD, 120V | 379
| EDSUACTCSP86 | ml25302 | 25302 |  | 745
| EDSUACZDSA43 | mlzd16000 | ZD16000 | Flush Mount Kit - obsolete | 184
| EDSUACZDSA43 | mlzd16001 | ZD16001 | ZD PRO 3PH GRY FLUSH MOUNT KIT | 180
| EDSUACZDSA43 | mlzd16002 | ZD16002 |  | 184
| EDSUACZDSA43 | mlzd16003 | ZD16003 |  | 184
| EDSUACZDSP79 | mlzd14612 | ZD14612 | Verizon applications - need UL upgrade | 386
| EDSUACZDSP79 | mlzd14624 | ZD14624 | ZD SQ 24VDC-2W | 386
| EDSUACZDSP79 | mlzd14648 | ZD14648 | ZD SQ 48VDC-2W | 448
| EDSUACZDSP79 | mlzd14712 | ZD14712 |  | 477
| EDSUACZDSP79 | mlzd14748 | ZD14748 |  | 477
| EDSUACZDSP79 | mlzd16100 | ZD16100 | ZONEDEFENDER PRO 120/240 80KA | 454
| EDSUACZDSP79 | mlzd16101 | ZD16101 | ZONEDEFENDER PRO 120/208 80KA | 454
| EDSUACZDSP79 | mlzd16102 | ZD16102 |  | 446
| EDSUACZDSP79 | mlzd16104 | ZD16104 | ZONEDEFENDER PRO 277/480 80KA | 454
| EDSUACZDSP79 | mlzd16107 | ZD16107 | ZONEDEFENDER PRO 220/380 80KA | 454
| EDSUACZDSP79 | mlzd16108 | ZD16108 | ZONEDEFENDER PRO 240/415 80KA | 454
| EDSUACZDSP79 | mlzd16200 | ZD16200 | ZONEDEFENDER PRO 120/240 100KA | 738
| EDSUACZDSP79 | mlzd16201 | ZD16201 | ZONEDEFENDER PRO 120/208 100KA | 738
| EDSUACZDSP79 | mlzd16204 | ZD16204 | ZONEDEFENDER PRO 277/480 100KA | 738
| EDSUACZDSP79 | mlzd16207 | ZD16207 | ZONDEFENDER PRO 220/380 100KA | 738
| EDSUACZDSP79 | mlzd16208 | ZD16208 | ZONEDEFENDER PRO 240/415 100KA | 738
| EDSUACZDSP79 | mlzd16300 | ZD16300 | ZONEDEFENDER PRO 120/240 120KA | 927
| EDSUACZDSP79 | mlzd16301 | ZD16301 | ZONEDEFENDER PRO 120/208 120KA | 925
| EDSUACZDSP79 | mlzd16302 | ZD16302 | ZONEDEFENDER PRO 120/240 3PH 120KA | 1297
| EDSUACZDSP79 | mlzd16304 | ZD16304 | ZONEDEFENDER PRO 277/480 120KA | 925
| EDSUACZDSP79 | mlzd16307 | ZD16307 |  | 904
| EDSUACZDSP79 | mlzd16308 | ZD16308 | ZONEDEFENDER PRO 240/415 120KA | 925
| EDSUACZDSP79 | mlzd16400 | ZD16400 | ZONEDEFENDER PRO 120/240 160KA | 1297
| EDSUACZDSP79 | mlzd16401 | ZD16401 | ZONEDEFENDER PRO 120/208 160KA | 1296
| EDSUACZDSP79 | mlzd16402 | ZD16402 | ZONEDEFENDER PRO 120/240 3PH 160KA | 1624
| EDSUACZDSP79 | mlzd16404 | ZD16404 | ZONEDEFENDER PRO 277/480 160KA | 1296
| EDSUACZDSP79 | mlzd16407 | ZD16407 |  | 1296
| EDSUACZDSP79 | mlzd16408 | ZD16408 | ZONEDEFENDER PRO 240/415 160KA | 1296
| EDSUACZDSP79 | mlzd16500 | ZD16500 | ZONEDEFENDER PRO 120/240 200KA | 1810
| EDSUACZDSP79 | mlzd16501 | ZD16501 | ZONEDEFENDER PRO 120/208 200KA | 1810
| EDSUACZDSP79 | mlzd16502 | ZD16502 | ZONEDEFENDER PRO 120/240 3PH 200KA | 1810
| EDSUACZDSP79 | mlzd16504 | ZD16504 | ZONEDEFENDER PRO 277/480 200KA | 1810
| EDSUACZDSP79 | mlzd16507 | ZD16507 |  | 1850
| EDSUACZDSP79 | mlzd16508 | ZD16508 |  | 1850
| EDSUACZDSP79 | mlzd16600 | ZD16600 | ZONEDEFENDER PRO 120/240 240KA | 2348
| EDSUACZDSP79 | mlzd16601 | ZD16601 | ZONEDEFENDER PRO120/208 240KA | 2348
| EDSUACZDSP79 | mlzd16602 | ZD16602 |  | 2348
| EDSUACZDSP79 | mlzd16604 | ZD16604 | ZONEDEFENDER PRO 277/480 240KA | 2397
| EDSUACZDSP79 | mlzd16607 | ZD16607 |  | 2348
| EDSUACZDSP79 | mlzd16608 | ZD16608 | ZONEDEFENDER PRO 240/415 240KA | 2397
| EDSUACZDSP79 | mlzd16609 | ZD16609 |  | 2484
| EDSUACZDSP79 | mlzd16610 | ZD16610 |  | 2484
| EDSUACZDSP79 | mlzd16700 | ZD16700 | ZONEDEFENDER PRO 120 1PH 80KA | 378
| EDSUACZDSP79 | mlzd16701 | ZD16701 | ZONEDEFENDER PRO 120/240 80KA | 376
| EDSUACZDSP79 | mlzd16709 | ZD16709 | ZONEDEFENDER PRO 240 1PH 80KA | 406
| EDSUACZDSP79 | mlzd16730 | ZD16730 | ZONEDEFENDER PRO 120 1PH 100KA | 641
| EDSUACZDSP79 | mlzd16731 | ZD16731 | ZONEDEFENDER PRO 120/240 100KA | 641
| EDSUACZDSP79 | mlzd16739 | ZD16739 |  | 652
| EDSUACZDSP79 | mlzd16740 | ZD16740 | ZONEDEFENDER PRO 120 1PH 120KA | 798
| EDSUACZDSP79 | mlzd16741 | ZD16741 | ZONEDEFENDER PRO 120/240 120KA | 798
| EDSUACZDSP79 | mlzd16749 | ZD16749 |  | 798
| EDSUACZDSP79 | mlzd16900 | ZD16900 | ZONEDEFENDER PRO 120 TT 1PH 80KA | 373
| EDSUACZDSP79 | mlzd16901 | ZD16901 | ZONEDEFENDER PRO 120/240 TT 80KA | 373
| EDSUACZDSP79 | mlzd16930 | ZD16930 | Not in SAP | 604
| EDSUACZDSP79 | mlzd16931 | ZD16931 | Not in SAP | 604
| EDSUACZDSP79 | mlzd16940 | ZD16940 | Not in SAP | 752
| EDSUACZDSP79 | mlzd16941 | ZD16941 | Not in SAP | 752
| EDSUACZDSP80 | mlzd16202 | ZD16202 |  | 722
| EDSUACZGSP82 | mlzg41003TS | ZG41003TS | Obsolete - Now listed as a "TS1" | 412
| EDSUACZGSP82 | ML41003TS1 | ML41003TS1 |  | 264
| EDSUACZMSA42 | mlmr81144A | MR81144A | ZMS 200KA 120V LN | 670
| EDSUACZMSA42 | mlmr81145A | MR81145A | THESE are all modules for the ZS and ZM - usually warranty! | 670
| EDSUACZMSA42 | mlmr81146A | MR81146A | ZMS 200KA 277V LN | 670
| EDSUACZMSA42 | mlmr81147A | MR81147A |  | 670
| EDSUACZMSA42 | mlmr81148A | MR81148A | ZMS-MODULE;120V NG | 670
| EDSUACZMSA42 | mlmr81149A | MR81149A | ZMS-MODULE;INT NG | 670
| EDSUACZMSA42 | mlmr81170A | MR81170A |  | 670
| EDSUACZMSA42 | mlmr81171A | MR81171A |  | 670
| EDSUACZMSA42 | mlmr81173A | MR81173A | ZSS 120V/NG MODULE | 670
| EDSUACZMSA42 | mlmr81174A | MR81174A | ZSS 277V/NG MODULE | 670
| EDSUACZMSA42 | mlmr81175A | MR81175A | ZSS X/NG MODULE 120V | 670
| EDSUACZMSA42 | mlmr81177A | MR81177A | ZSS 2X277V DL MODULE 480V | 670
| EDSUACZMSA42 | mlmr81181A | MR81181A | ZMS 200KA 220-240V MODULE | 670
| EDSUACZMSA42 | mlmr81182A | MR81182A |  | 670
| EDSUACZMSA42 | mlmr81183A | MR81183A |  | 670
| EDSUACZMSA42 | mlmr81184A | MR81184A | ZMS-MODULE;480 D LFT | 670
| EDSUACZMSA42 | mlmr81185A | MR81185A | ZMS-MODULE;480 D RGT | 670
| EDSUACZMSA42 | mlmr81186A | MR81186A |  | 670
| EDSUACZMSA42 | mlmr81187A | MR81187A |  | 670
| EDSUACZMSA42 | mlmr81189A | MR81189A |  | 670
| EDSUACZMSA42 | mlmr81191A | MR81191A |  | 670
| EDSUACZMSA42 | mlmr81192A | MR81192A |  | 670
| EDSUACZMSA42 | mlmr81196A | MR81196A | ZMS 200KA 240V NG MODULE | 670
| EDSUACZMSA42 | ml24281 | ml24281 |  | 435
| EDSUACZMSP77 | mlzm11101 | ZM11101 | BATTERY POWERED REMOTE MONITOR | 236
| EDSUACZMSP77 | mlzm11200 | ZM11200 | ZMS170A 120/240-1PH-3W U11200 | 2090
| EDSUACZMSP77 | mlzm11201 | ZM11201 | ZMS170B 120/208-3PH-4WW U11201 | 2695
| EDSUACZMSP77 | mlzm11204 | ZM11204 | ZMS170E 277/480-3PH-4WW U11204 | 2705
| EDSUACZMSP77 | mlzm11214 | ZM11214 | ZMS-PCS2 120/240-1PH-3W | 1411
| EDSUACZMSP77 | mlzm11215 | ZM11215 |  | 1930
| EDSUACZMSP77 | mlzm11300 | ZM11300 | ZMS200A 120/240-1PH-3W | 2542
| EDSUACZMSP77 | MLZM11301 | ZM11301 |  | 3135
| EDSUACZMSP77 | mlzm11304 | ZM11304 |  | 3135
| EDSUACZMSP77 | mlzm15000 | ZM15000 |  | 4652
| EDSUACZMSP77 | mlzm15001 | ZM15001 |  | 4903
| EDSUACZMSP77 | mlzm15002 | ZM15002 |  | 4903
| EDSUACZMSP77 | MLZM15100 | ZM15100 | ZMS PRO, 120/240, 200KA | 4420
| EDSUACZMSP77 | MLZM15101 | ZM15101 |  | 4652
| EDSUACZMSP77 | mlzm15102 | ZM15102 |  | 4652
| EDSUACZMSP77 | mlzm15103 | ZM15103 |  | 4652
| EDSUACZMSP77 | mlzm15104 | ZM15104 | ZMS PRO, 277/480, 200KA | 4652
| EDSUACZMSP77 | mlzm15106 | ZM15106 |  | 4652
| EDSUACZMSP77 | mlzm15200 | ZM15200 |  | 5414
| EDSUACZMSP77 | mlzm15201 | ZM15201 |  | 6089
| EDSUACZMSP77 | mlzm15202 | ZM15202 |  | 6089
| EDSUACZMSP77 | mlzm15204 | ZM15204 |  | 6089
| EDSUACZMSP77 | mlzm15206 | ZM15206 |  | 6089
| EDSUACZMSP77 | mlzm15300 | ZM15300 |  | 6426
| EDSUACZMSP77 | mlzm15301 | ZM15301 |  | 7102
| EDSUACZMSP77 | mlzm15302 | ZM15302 |  | 7102
| EDSUACZMSP77 | mlzm15303 | ZM15303 |  | 7102
| EDSUACZMSP77 | mlzm15700 | ZM15700 |  | 6681
| EDSUACZMSP77 | mlzm15701 | ZM15701 |  | 7389
| EDSUACZMSP77 | mlzm15702 | ZM15702 |  | 7389
| EDSUACZMSP77 | mlzm15703 | ZM15703 |  | 7389
| EDSUACZMSP77 | mlzm15704 | ZM15704 |  | 7389
| EDSUACZMSP77 | mlzm15706 | ZM15706 |  | 7389
| EDSUACZMSP77 | mlzm17200 | ZM17200 |  | 4179
| EDSUACZMSP77 | mlzm17201 | ZM17201 | ZMS ALL-MODE;120/208V,3PH | 4402
| EDSUACZMSP77 | mlzm17202 | ZM17202 |  | 4402
| EDSUACZMSP77 | mlzm17204 | ZM17204 |  | 4529
| EDSUACZMSP77 | mlzm17207 | ZM17207 |  | 4402
| EDSUACZMSP77 | mlzm17208 | ZM17208 |  | 4412
| EDSUACZMSP77 | mlzm17300 | ZM17300 | ZMS ALL-MODE;120/240V,1PH | 4739
| EDSUACZMSP77 | mlzm17301 | ZM17301 | ZMS ALL-MODE;120/208V,3PH | 5072
| EDSUACZMSP77 | mlzm17302 | ZM17302 |  | 5199
| EDSUACZMSP77 | mlzm17304 | ZM17304 | ZMS ALL-MODE;277/480, 3PH | 5229
| EDSUACZSSP78 | mlzs12100 | ZS12100 | ZSS100A 120/240-1PH-3W U12100 | 1489
| EDSUACZSSP78 | mlzs12100X | ZS12100X | ZSS100A 120/240-1PH-3W-X | 1668
| EDSUACZSSP78 | mlzs12101 | ZS12101 | ZSS100B 120/208-3PH-4WW U12101 | 1543
| EDSUACZSSP78 | mlzs12101X | ZS12101X | ZSS100B 120/208-3PH-4WW X | 1784
| EDSUACZSSP78 | mlzs12102 | ZS12102 | ZSS100C TYP1 120/240-3PH-4WD | 1509
| EDSUACZSSP78 | mlzs12102X | ZS12102X |  | 1717
| EDSUACZSSP78 | mlzs12104 | ZS12104 | ZSS100E 277/480-3PH-4WW U12104 | 1540
| EDSUACZSSP78 | mlzs12104X | ZS12104X | ZSS100E 277/480-3PH-4WW X | 1717
| EDSUACZSSP78 | mlzs90987 | ZS90987 | Obsolete - remove | 290
| EDSUCOCASA51 | MC1 | MC1 | MOUNTING BRACKET 1 CA | 32
| EDSUCOCASA51 | MC2 | MC2 | MOUNTING BRACKET 2 CA | 54
| EDSUCODPSP98 | DP200/BT | DP200/BT | FAX/MODEM PROTECTOR Telecoms products | 328
| EDSUCODPSP98 | DP200/BT/RFI | DP200/BT/RFI | Developed for RS | 361
| EDSUCODPSP98 | DP200/RJ | DP200/RJ | FAX/MODEM PROTECTOR | 328
| EDSUCODPSP98 | DP200/RJ/RFI | DP200/RJ/RFI |  | 360
| EDSUCOIPSPA4 | mlip21603 | IP21603 |  | 141
| EDSUCOLCSPB5 | LC30 | LC30 | LOADCELL PROTECTOR | 625
| EDSUCOMSAPA3 | mSA06/2 | mSA06/2 | Water Industry - IP 65 enclosure | 404
| EDSUCOMSAPA3 | mSA16/1 | mSA16/1 |  | 252
| EDSUCOMSAPA3 | mSA16/2 | mSA16/2 |  | 404
| EDSUCOMSAPA3 | mSA30/1 | mSA30/1 | LIGHTNING BARRIER IP65 ENC | 252
| EDSUCOMSAPA3 | mSA30/2 | mSA30/2 |  | 404
| EDSUCOMSAPA3 | mSA51/1 | mSA51/1 |  | 252
| EDSUCOMSAPA3 | mSA51/2 | mSA51/2 |  | 404
| EDSUCOMSAPA3 | mSA75/1 | mSA75/1 |  | 252
| EDSUCOMSAPA3 | mSA75/2 | mSA75/2 |  | 404
| EDSUCOMSAPA3 | mSAPN/1 | mSAPN/1 | PSTN SURGE PROTECTION, 1 PAIR telcom version | 240
| EDSUCOMSAPA3 | mSAPN/2 | mSAPN/2 | IP65 PSTN 2 PAIR | 382
| EDSUCOPCPPA5 | MLPCP90636 | PCP90636 | PIPELINE TRANS PROTECTOR | 546
| EDSUCORFSPB3 | MLRF51033A | RF51033* | Bought-ins, no stock | 323
| EDSUCORFSPB3 | MLRF51034A | RF51034* |  | 315
| EDSUCORFSPB3 | mlrf51036* | RF51036* |  | 315
| EDSUCORFSPB3 | MLRF51050A | RF51050* |  | 218
| EDSUCORFSPB3 | MLRF51051A | RF51051* | HF-90-BNC M/F | 232
| EDSUCORFSPB3 | MLRF51052A | RF51052* |  | 199
| EDSUCORFSPB3 | MLRF51053A | RF51053* |  | 232
| EDSUCORFSPB3 | MLRF51054A | RF51054* | HF-90-N F/F | 222
| EDSUCORFSPB3 | mlrf51054AE | RF51054AE | HFE-90-N F/F | 248
| EDSUCORFSPB3 | MLRF51055A | RF51055* |  | 232
| EDSUCORFSPB3 | MLRF51055AE | RF51055AE | HFE-90N M/F | 248
| EDSUCORFSPB3 | MLRF51057A | RF51057* | HF-90-SMA M/F | 250
| EDSUCORFSPB3 | MLRF51058A | RF51058* |  | 222
| EDSUCORFSPB3 | MLRF51058AE | RF51058AE | HF-90-N/SMA F/F | 248
| EDSUCORFSPB3 | MLRF51058E | RF51058E | Coax Surge HF-470-N/SMA F/F | 222
| EDSUCORFSPB3 | MLRF51064A | RF51064* | HFR-90-N F/F | 305
| EDSUCORFSPB3 | MLRF51065A | RF51065* |  | 296
| EDSUCORFSPB3 | MLRF51066A | RF51066* |  | 296
| EDSUCORFSPB3 | MLRF51067A | RF51067* |  | 296
| EDSUCORFSPB3 | mlrf51069 | RF51069 | HF-LMDS-RG6-F F/F | 125
| EDSUCORFSPB3 | mlrf51070 | RF51070 |  | 125
| EDSUCORFSPB3 | mlrf51072 | RF51072 |  | 126
| EDSUCORFSPB3 | mlrf51073 | RF51073 |  | 126
| EDSUCORFSPB3 | mlrf51075 | RF51075 | N Type MTG Bracket | 43
| EDSUCORFSPB3 | mlrf51076 | RF51076 |  | 41
| EDSUCORFSPB3 | mlrf51077 | RF51077 |  | 43
| EDSUCORFSPB3 | mlrf51078 | RF51078 |  | 70
| EDSUCORFSPB3 | MLRF51091 | RF51091 | HF-90-N/SMA F/F + CAP/GRD | 235
| EDSUCOSDSPA2 | SDPSTN | SDPSTN | RAIL PROTECTOR FOR PSTN | 228
| EDSUCOVPSPB4 | VP08 | VP08 | CCTV PROTECTOR | 582
| EDSUCOZBSA48 | mldr21607 | DR21607 |  | 41
| EDSUCOZBSA48 | mldr21649 | DR21649 | DIN RAIL 17.5IN | 81
| EDSUCOZBSA48 | MLZB24500 | ZB24500 | DRM 19IN KIT ASSEMBLY | 95
| EDSUCOZBSPA7 | mlzb24495 | ZB24495 |  | 583
| EDSUCOZBSPA7 | mlzb24501 | ZB24501 | ZBS-S-DU-2W-RJ45 U24501 | 82
| EDSUCOZBSPA7 | mlzb24503 | ZB24503 | ZBS-S-LL-4W-RJ45 U24503 | 125
| EDSUCOZBSPA7 | mlzb24504 | ZB24504 | ZBS-S-LL-4W-TS U24504 | 125
| EDSUCOZBSPA7 | mlzb24505 | ZB24505 | ZBS-S-DDS-4W-RJ48S U24505 | 125
| EDSUCOZBSPA7 | mlzb24509 | ZB24509 | ZBS-P-RS232-4WS-TS U24509 | 147
| EDSUCOZBSPA7 | mlzb24510 | ZB24510 | ZBS-P-RS232-5W-TS U24510 | 147
| EDSUCOZBSPA7 | mlzb24511 | ZB24511 | ZBS-P-RS232-8W-RJ45 U24511 | 147
| EDSUCOZBSPA7 | mlzb24518 | ZB24518 | ZBS-P-RS485-2WG-TS U24518 | 187
| EDSUCOZBSPA7 | mlzb24521 | ZB24521 | ZBS-P-VIDEO/IBM-BNC U24521 | 144
| EDSUCOZBSPA7 | mlzb24525 | ZB24525 | ZBS-S-DU-4W-RJ45 U24525 | 187
| EDSUCOZBSPA7 | mlzb24528 | ZB24528 | ZBS-P-RS422B-4WS-TS U24528 | 187
| EDSUCOZBSPA7 | mlzb24530 | ZB24530 |  | 242
| EDSUCOZBSPA7 | mlzb24534 | ZB24534 |  | 203
| EDSUCOZBSPA7 | mlzb24536 | ZB24536 | ZBS-P-24VLOOP-4WS-TS U24536 | 187
| EDSUCOZBSPA7 | mlzb24537 | ZB24537 | ZBS-P-DS3-BNC | 187
| EDSUCOZBSPA7 | mlzb24538 | ZB24538 | ZBS-HP-RS232-4WS-TS | 187
| EDSUCOZBSPA7 | mlzb24539 | ZB24539 |  | 187
| EDSUCOZBSPA7 | mlzb24540 | ZB24540 | Replaced by CAT 6 | 144
| EDSUCOZBSPA7 | mlzb24541 | ZB24541 | ZBS-DATA-HWY-3TS | 187
| EDSUCOZBSPA7 | mlzb24542 | ZB24542 | ZBS-24VCL-6W-TS U24542 | 187
| EDSUCOZBSPA7 | mlzb24544 | ZB24544 | ZBS-CLS A/B-SIGNAL-TS | 231
| EDSUCOZBSPA7 | mlzb24545 | ZB24545 | ZBS-PA AUDIO-TS | 242
| EDSUCOZBSPA7 | mlzb24547 | ZB24547 | ZBS-24VCL-2/2WS-TS U24547 | 207
| EDSUCOZBSPA7 | mlzb24548 | ZB24548 |  | 207
| EDSUCOZBSPA7 | mlzb24550 | ZB24550 | ZBS-S-100BT-2/4W-RJ45 U24550 | 159
| EDSUCOZBSPA7 | mlzb24550IE | ZB24550IE |  | 163
| EDSUCOZBSPA7 | mlzb24553 | ZB24553 |  | 196
| EDSUCOZBSPA7 | mlzb24554 | ZB24554 |  | 207
| EDSUCOZBSPA7 | mlzb24558 | ZB24558 | ZBS-P-T1 DATA-RJ48C | 187
| EDSUCOZBSPA7 | mlzb24559 | ZB24559 |  | 242
| EDSUCOZBSPA7 | mlzb24560 | ZB24560 |  | 218
| EDSUCOZBSPA7 | mlzb24561 | ZB24561 |  | 218
| EDSUCOZBSPA7 | mlzb24562 | ZB24562 | ZBS-S-ADSL-4W-RJ11 | 147
| EDSUCOZBSPA7 | mlzb24563 | ZB24563 | Replaced by Cat 6 | 271
| EDSUCOZBSPA7 | mlzb24564 | ZB24564 |  | 413
| EDSUCOZBSPA7 | mlzb24565 | ZB24565 |  | 413
| EDSUCOZBSPA7 | mlzb24567 | ZB24567 | ZBS-10BT/48VDC-RJ45 | 207
| EDSUCOZBSPA7 | mlzb24569 | ZB24569 |  | 161
| EDSUCOZBSPA7 | mlzb24571 | ZB24571 | ZBS-10/100BT/POE-4WG-SRJ45 | 207
| EDSUCOZBSPA7 | mlzb24572 | ZB24572 | ZBS-120V-2W-TS/L | 231
| EDSUCOZBSPA7 | mlzb24573 | ZB24573 | ZBS-7.5V-LOADCELL-4W-TS | 168
| EDSUCOZBSPA7 | mlzb24574 | ZB24574 | ZBS-12V-6W-TS | 187
| EDSUCOZBSPA7 | mlzb24575 | ZB24575 | ZBS-15V/2.5A-4WS-TS | 187
| EDSUCOZBSPA7 | mlzb24576 | ZB24576 |  | 210
| EDSUCOZBSPA7 | mlzb24578 | ZB24578 | ZBS-P-24V/10A-2/2WS-TS | 228
| EDSUCOZBSPA7 | mlzb24579 | ZB24579 | ZBS-24VAC-2WG-TS/L | 224
| EDSUCOZBSPA7 | mlzb24580 | ZB24580 | ZBS-P-24V-3W-TS | 162
| EDSUCOZBSPA7 | mlzb24582 | ZB24582 | ZBS-48V/2.5A 2WS | 222
| EDSUCOZBSPA7 | mlzb24584 | ZB24584 | ZBS-P-VIDEO/75-BNC | 125
| EDSUCOZBSPA7 | mlzb24585 | ZB24585 |  | 234
| EDSUCOZBSPA7 | mlzb24586 | ZB24586 |  | 207
| EDSUCOZBSPA7 | mlzb24587 | ZB24587 | ZBS-P-RS485-4WS-TS | 310
| EDSUCOZBSPA7 | mlzb24588 | ZB24588 |  | 187
| EDSUCOZBSPA7 | mlzb24589 | ZB24589 | ZBS-S-DU-4W-TS | 187
| EDSUCOZBSPA7 | mlzb24590 | ZB24590 | ZBS-CAT6-1 POE-8W-RJ45 | 346
| EDSUCOZBSPA7 | mlzb24591 | ZB24591 |  | 310
| EDSUCOZBSPA7 | mlzb24592 | ZB24592 |  | 187
| EDSUCOZBSPA7 | mlzb24593 | ZB24593 |  | 210
| EDSUCOZBSPA7 | mlzb90548 | ZB90548 |  | 207
| EDSUCOZBSPA7 | mlzb90700 | ZB90700 |  | 187
| EDSUCOZBSPA7 | MLZB24596 | ZB24596 | ZBS-CAT6/LAN-8W-RJ45S | 102
| EDSUCOZBSPA7 | MLZB24597 | ZB24597 | ZBS-CAT6/POE-8W-RJ45S | 144
| EDSUCOZBSPA7 | MLZB24598 | ZB24598 |  | 122
| EDSUCOZBSPA7 | MLZB24532 | ZB24532 | ZBS-P-10BT-4W-RJ45 U24532 | 181
| EDSUCOZBSPA7 | MLZB24540IE | ZB24540IE | ZBS-S-LEV5-8W-RJ45 | 181
| EDSUCOZBSPA7 | MLZB90790 | ZB90790 | ZBS-240V-2W-TS/L | 124
| EDSUCOZBSPA7 | MLZB90831 | ZB90831 | ZBS-P-6V/2A-2WS-TS HS | 183
| EDSUCOZBSPA7 | MLZB90957 | ZB90957 | ZBS-48V-2W-TS/L | 183
| EDSUCOZBSPA7 | MLZB91060 | ZB91060 | ZBS-P-115V-4WS-TS 10KA | 214
| EDSUCOZBSPA7 | MLZB91172 | ZB91172 | ZBS-12V-2WG-TS/L | 183
| EDSUCOZBSPA7 | MLZB91443 | ZB91443 | ZBS-ULG-2WG-TS | 183
| EDSUCOZBSPA7 | MLZB91653 | ZB91653 | ZBS RS485/12VDC-2/2W-TS/LEADS | 183
| EDSUCOZBSPA7 | MLZB91660 | ZB91660 | ZBS RS232/12VDC-2/2W-TS/LEADS | 183
| EDSUCOZBSPA7 | MLZB90780 | ZB90780 | ZBS-120Vac -TS | 183
| EDSUCOZBSPA7 | MLZB91264 | ZB91264 | ZBS-RS232/12VDC-3/2-TS | 81
| EDSUCOZBSPA7 | MLZB91333 | ZB91333 | ZBS-24VDC/1.5A-6W-TS | 213
| EDSUCOZBSPA7 | MLZB91446 | ZB91446 | ZBS-P-CONTROLNET-BNC | 181
| EDSUCOZBSPA7 | MLZB91654 | ZB91654 | ZBS RS485/24VDC-2/2W-TS/LEADS | 181
| EDSUCOZBSPA7 | MLZB91661 | ZB91661 | ZBS RS232/24VDC-2/2W-TS/LEADS | 181
| EDSUCOZBSPA7 | ZB-CAT6-4PPOE/D | ZB-CAT6-4PPOE/D | Basic Protector Cat6 4PPOE | 114
| EDSUINFPSP95 | MTL-FP32 | MTL-FP32 | FIELDBUS PROTECTOR | 287
| EDSUINFSSPD7 | MTL-FS32 | MTL-FS32 | SPUR SURGE PROTECTION UNIT | 281
Mtl Trunk And Spur Surge Protection Device | EDSUINFSSPD7 | FS32-XE | FS32-XE | MTL TRUNK AND SPUR SURGE PROTECTION DEVICE | 280
| EDSUINTPSP96 | TP32-G | TP32-G | TRANSMITTER SPD 1/2" BSP | 219
| EDSUINTPSP96 | TP32-G-NDI | TP32-G-NDI |  | 263
| EDSUINTPSP96 | TP32-I | TP32-I |  | 219
| EDSUINTPSP96 | TP32-I-NDI | TP32-I-NDI | TRANSMITTER SPD 20mm ISO CERT | 263
| EDSUINTPSP96 | TP32-N | TP32-N | TRANSMITTER SPD 1/2" NPT | 219
| EDSUINTPSP96 | TP32-N-NDI | TP32-N-NDI | TRANSMITTER SPD 1/2" NPT CERT | 263
| EDSUINTPSP96 | TP32-T-G | TP32T-G |  | 261
| EDSUINTPSP96 | TP32-T-G-NDI | TP32T-G-NDI |  | 320
| EDSUINTPSP96 | TP32-T-I | TP32T-I |  | 261
| EDSUINTPSP96 | TP32T-I-NDI | TP32T-I-NDI |  | 320
| EDSUINTPSP96 | TP32-T-N | TP32T-N | TRANSMITTER+TERM SPD 1/2" NPT | 261
| EDSUINTPSP96 | TP32-T-N-NDI | TP32T-N-NDI | TRANSMIT+TERM SPD1/2"NPT ATEX | 320
| EDSUINTPSP96 | TP-P32-I | TP-P32-I |  | 385
| EDSUINTPSP96 | TP-P32-I-NDI | TP-P32-I-NDI |  | 412
| EDSUINTPSP96 | TP-P32-N | TP-P32-N | TP-PIPE 32V 1/2" NPT THREAD | 385
| EDSUINTPSP96 | TP-P32-N-NDI | TP-P32-N-NDI | TP-PIPE 32V 1/2" NPT CERT | 412
| EDSUMIMISPB8 | MLLS20N-277V-B | LS20N-277V-B | 120-277V 1PH 20KA LEDSPD MODULE | 71
| EDSUMIMISPB8 | mlpcpP13508 | PCP13508 | Special - only for Florida Gas | 322
| EDSUMIMISPB8 | MLZG41006 | ZG41006 | 100-277V 1PH 20KA AC SPD MODULE | 194
| EDSUMIMISPB8 | MLLS10N-480V-S | LS10N-480V-S | 480V 2PH LED SPD CIRCUIT MODULE | 50
| EDSUMIMISPB8 | MLLS12N-347V-P | LS12N-347V-P | 120-347V 1PH LED LIGHTING SPD-PARALLEL | 50
| EDSUMIMISPB8 | MLLS12N-480V-P | LS12N-480V-P | 480V 2PH LED LIGHTING SPD-PARALLEL | 50
| EDSUMIMISPB8 | MLLS10N-347V-S | LS10N-347V-S | 120-347V 1PH LED SPD CIRCUIT MODULE | 50
| EDSUMIMISPB8 | MLLS05K-277V-S48 | LS05K-277V-S48 | 277V 1PH LED SPD -SERIES (Pack of 48) | 1719
| EDSUMIMISPB8 | MLLS05K-277V-P48 | LS05K-277V-P48 | 277V 1PH LED SPD PARALLEL( Pack of 48) | 1719
| EDSUMIMISPB8 | MLLS05K-277V-S | LS05K-277V-S | 277V 1PH LED SPD -SERIES | 42
| EDSUMIMISPB8 | MLLS05K-277V-P | LS05K-277V-P | 277V 1PH LED LIGHTNIG SPD PARALLEL | 42
| EDSUMIMISPB8 | MLLS15K-KP30-277V-P | MLLS15K-KP30-277V-P | 277V 1PH LED SPD CIRCUIT MODULE | 53
| EDSUMIMISPB8 | MLPCP90313 | PCP90313 | 90111 REV B 75KA 2W+G | POA
| EDSUMIMISPB8 | MLPCP91019 | PCP91019 | 90313 75KA 2W+G AC PROB | POA
| EDSUMIMISPB8 | MLMA3115-277V-1R | MA3115-277V-1R | 277V, 1PH, 15kA SPD | 44
| EDSUPPIOPP93 | IOP32 | IOP32 | I/O PROTECTOR SINGLE CHANNEL | 123
| EDSUPPIOPP93 | IOP32D | IOP32D | I/O PROTECTOR DUAL CHANNEL | 174
| EDSUPPIOPP93 | IOP-AC | IOP-AC | Dual CH IOP-AC | 184
| EDSUPPIOPP93 | IOP-HC32 | IOP-HC32 | I/O PROTECTOR High Current | 138
| EDSUPPSDMPD6 | SD07MDX | SD07MDX | PLUG - 32V, Disconnect , No LED | 140
| EDSUPPSDMPD6 | SD07MDX-BCG | SD07MDX-BCG | PLUG & BASE - 32V | 230
| EDSUPPSDMPD6 | SD07MDX-BCN | SD07MDX-BCN | PLUG & BASE - 32V | 227
| EDSUPPSDMPD6 | SD07MDX-BDG | SD07MDX-BDG | PLUG & BASE - 32V | 227
| EDSUPPSDMPD6 | SD07MDX-BDN | SD07MDX-BDN | PLUG & BASE - 32V | 222
| EDSUPPSDMPD6 | SD07MDX-CCG | SD07MDX-CCG |  | 230
| EDSUPPSDMPD6 | SD07MDX-CCN | SD07MDX-CCN |  | 227
| EDSUPPSDMPD6 | SD07MDX-CDG | SD07MDX-CDG |  | 227
| EDSUPPSDMPD6 | SD07MDX-CDN | SD07MDX-CDN |  | 222
| EDSUPPSDMPD6 | SD07MFX | SD07MFX | PLUG - 32V, FUSE , No LED | 140
| EDSUPPSDMPD6 | SD07MFX-BCG | SD07MFX-BCG |  | 230
| EDSUPPSDMPD6 | SD07MFX-BCN | SD07MFX-BCN |  | 227
| EDSUPPSDMPD6 | SD07MFX-BDG | SD07MFX-BDG |  | 227
| EDSUPPSDMPD6 | SD07MFX-BDN | SD07MFX-BDN |  | 222
| EDSUPPSDMPD6 | SD07MFX-CCG | SD07MFX-CCG |  | 230
| EDSUPPSDMPD6 | SD07MFX-CCN | SD07MFX-CCN |  | 227
| EDSUPPSDMPD6 | SD07MFX-CDG | SD07MFX-CDG |  | 227
| EDSUPPSDMPD6 | SD07MFX-CDN | SD07MFX-CDN |  | 222
| EDSUPPSDMPD6 | SD07MXL | SD07MXL |  | 131
| EDSUPPSDMPD6 | SD07MXL-BCG | SD07MXL-BCG |  | 225
| EDSUPPSDMPD6 | SD07MXL-BCN | SD07MXL-BCN |  | 222
| EDSUPPSDMPD6 | SD07MXL-BDG | SD07MXL-BDG |  | 225
| EDSUPPSDMPD6 | SD07MXL-BDN | SD07MXL-BDN |  | 218
| EDSUPPSDMPD6 | SD07MXL-CCG | SD07MXL-CCG |  | 225
| EDSUPPSDMPD6 | SD07MXL-CCN | SD07MXL-CCN |  | 222
| EDSUPPSDMPD6 | SD07MXL-CDG | SD07MXL-CDG |  | 225
| EDSUPPSDMPD6 | SD07MXL-CDN | SD07MXL-CDN |  | 218
| EDSUPPSDMPD6 | SD07MXX | SD07MXX | PLUG - 32V, No Disconnect , No LED | 126
| EDSUPPSDMPD6 | SD07MXX-BCG | SD07MXX-BCG |  | 220
| EDSUPPSDMPD6 | SD07MXX-BCN | SD07MXX-BCN |  | 218
| EDSUPPSDMPD6 | SD07MXX-BDG | SD07MXX-BDG |  | 220
| EDSUPPSDMPD6 | SD07MXX-BDN | SD07MXX-BDN |  | 213
| EDSUPPSDMPD6 | SD07MXX-CCG | SD07MXX-CCG |  | 220
| EDSUPPSDMPD6 | SD07MXX-CCN | SD07MXX-CCN |  | 218
| EDSUPPSDMPD6 | SD07MXX-CDG | SD07MXX-CDG |  | 220
| EDSUPPSDMPD6 | SD07MXX-CDN | SD07MXX-CDN |  | 213
| EDSUPPSDMPD6 | SD16MDX | SD16MDX | PLUG - 32V, Disconnect , No LED | 140
| EDSUPPSDMPD6 | SD16MDX-BCG | SD16MDX-BCG | PLUG & BASE - 32V | 230
| EDSUPPSDMPD6 | SD16MDX-BCN | SD16MDX-BCN | PLUG & BASE - 32V | 227
| EDSUPPSDMPD6 | SD16MDX-BDG | SD16MDX-BDG | PLUG & BASE - 32V | 227
| EDSUPPSDMPD6 | SD16MDX-BDN | SD16MDX-BDN | PLUG & BASE - 32V | 222
| EDSUPPSDMPD6 | SD16MDX-CCG | SD16MDX-CCG |  | 230
| EDSUPPSDMPD6 | SD16MDX-CCN | SD16MDX-CCN |  | 227
| EDSUPPSDMPD6 | SD16MDX-CDG | SD16MDX-CDG |  | 227
| EDSUPPSDMPD6 | SD16MDX-CDN | SD16MDX-CDN |  | 222
| EDSUPPSDMPD6 | SD16MFX | SD16MFX | PLUG - 32V, FUSE , No LED | 150
| EDSUPPSDMPD6 | SD16MFX-BCG | SD16MFX-BCG |  | 230
| EDSUPPSDMPD6 | SD16MFX-BCN | SD16MFX-BCN |  | 227
| EDSUPPSDMPD6 | SD16MFX-BDG | SD16MFX-BDG |  | 227
| EDSUPPSDMPD6 | SD16MFX-BDN | SD16MFX-BDN |  | 222
| EDSUPPSDMPD6 | SD16MFX-CCG | SD16MFX-CCG |  | 230
| EDSUPPSDMPD6 | SD16MFX-CCN | SD16MFX-CCN |  | 227
| EDSUPPSDMPD6 | SD16MFX-CDG | SD16MFX-CDG |  | 227
| EDSUPPSDMPD6 | SD16MFX-CDN | SD16MFX-CDN |  | 222
| EDSUPPSDMPD6 | SD16MXL | SD16MXL |  | 131
| EDSUPPSDMPD6 | SD16MXL-BCG | SD16MXL-BCG |  | 225
| EDSUPPSDMPD6 | SD16MXL-BCN | SD16MXL-BCN |  | 222
| EDSUPPSDMPD6 | SD16MXL-BDG | SD16MXL-BDG |  | 225
| EDSUPPSDMPD6 | SD16MXL-BDN | SD16MXL-BDN |  | 218
| EDSUPPSDMPD6 | SD16MXL-CCG | SD16MXL-CCG |  | 225
| EDSUPPSDMPD6 | SD16MXL-CCN | SD16MXL-CCN |  | 222
| EDSUPPSDMPD6 | SD16MXL-CDG | SD16MXL-CDG |  | 225
| EDSUPPSDMPD6 | SD16MXL-CDN | SD16MXL-CDN |  | 218
| EDSUPPSDMPD6 | SD16MXX | SD16MXX | PLUG - 32V, No Disconnect , No LED | 126
| EDSUPPSDMPD6 | SD16MXX-BCG | SD16MXX-BCG |  | 220
| EDSUPPSDMPD6 | SD16MXX-BCN | SD16MXX-BCN |  | 218
| EDSUPPSDMPD6 | SD16MXX-BDG | SD16MXX-BDG |  | 220
| EDSUPPSDMPD6 | SD16MXX-BDN | SD16MXX-BDN |  | 213
| EDSUPPSDMPD6 | SD16MXX-CCG | SD16MXX-CCG |  | 220
| EDSUPPSDMPD6 | SD16MXX-CCN | SD16MXX-CCN |  | 218
| EDSUPPSDMPD6 | SD16MXX-CDG | SD16MXX-CDG |  | 220
| EDSUPPSDMPD6 | SD16MXX-CDN | SD16MXX-CDN |  | 213
| EDSUPPSDMPD6 | SD32MDX | SD32MDX | PLUG - 32V, Disconnect , No LED | 140
| EDSUPPSDMPD6 | SD32MDX-BCG | SD32MDX-BCG | PLUG & BASE - 32V | 230
| EDSUPPSDMPD6 | SD32MDX-BCN | SD32MDX-BCN | PLUG & BASE - 32V | 227
| EDSUPPSDMPD6 | SD32MDX-BDG | SD32MDX-BDG | PLUG & BASE - 32V | 227
| EDSUPPSDMPD6 | SD32MDX-BDN | SD32MDX-BDN | PLUG & BASE - 32V | 222
| EDSUPPSDMPD6 | SD32MDX-CCG | SD32MDX-CCG |  | 230
| EDSUPPSDMPD6 | SD32MDX-CCN | SD32MDX-CCN |  | 227
| EDSUPPSDMPD6 | SD32MDX-CDG | SD32MDX-CDG |  | 227
| EDSUPPSDMPD6 | SD32MDX-CDN | SD32MDX-CDN |  | 222
| EDSUPPSDMPD6 | SD32MFX | SD32MFX | PLUG - 32V, FUSE , No LED | 140
| EDSUPPSDMPD6 | SD32MFX-BCG | SD32MFX-BCG |  | 230
| EDSUPPSDMPD6 | SD32MFX-BCN | SD32MFX-BCN |  | 227
| EDSUPPSDMPD6 | SD32MFX-BDG | SD32MFX-BDG |  | 227
| EDSUPPSDMPD6 | SD32MFX-BDN | SD32MFX-BDN |  | 222
| EDSUPPSDMPD6 | SD32MFX-CCG | SD32MFX-CCG |  | 230
| EDSUPPSDMPD6 | SD32MFX-CCN | SD32MFX-CCN |  | 227
| EDSUPPSDMPD6 | SD32MFX-CDG | SD32MFX-CDG |  | 227
| EDSUPPSDMPD6 | SD32MFX-CDN | SD32MFX-CDN |  | 222
| EDSUPPSDMPD6 | SD32MXL | SD32MXL |  | 131
| EDSUPPSDMPD6 | SD32MXL-BCG | SD32MXL-BCG |  | 225
| EDSUPPSDMPD6 | SD32MXL-BCN | SD32MXL-BCN |  | 222
| EDSUPPSDMPD6 | SD32MXL-BDG | SD32MXL-BDG |  | 225
| EDSUPPSDMPD6 | SD32MXL-BDN | SD32MXL-BDN |  | 218
| EDSUPPSDMPD6 | SD32MXL-CCG | SD32MXL-CCG |  | 225
| EDSUPPSDMPD6 | SD32MXL-CCN | SD32MXL-CCN |  | 222
| EDSUPPSDMPD6 | SD32MXL-CDG | SD32MXL-CDG |  | 225
| EDSUPPSDMPD6 | SD32MXL-CDN | SD32MXL-CDN |  | 218
| EDSUPPSDMPD6 | SD32MXX | SD32MXX | PLUG - 32V, No Disconnect , No LED | 126
| EDSUPPSDMPD6 | SD32MXX-BCG | SD32MXX-BCG |  | 220
| EDSUPPSDMPD6 | SD32MXX-BCN | SD32MXX-BCN | PLUG & BASE - 32V | 218
| EDSUPPSDMPD6 | SD32MXX-BDG | SD32MXX-BDG | PLUG & BASE - 32V | 220
| EDSUPPSDMPD6 | SD32MXX-BDN | SD32MXX-BDN | PLUG & BASE - 32V | 213
| EDSUPPSDMPD6 | SD32MXX-CCG | SD32MXX-CCG |  | 220
| EDSUPPSDMPD6 | SD32MXX-CCN | SD32MXX-CCN |  | 218
| EDSUPPSDMPD6 | SD32MXX-CDG | SD32MXX-CDG |  | 220
| EDSUPPSDMPD6 | SD32MXX-CDN | SD32MXX-CDN |  | 213
| EDSUPPSDMPD6 | SD55MDX | SD55MDX |  | 140
| EDSUPPSDMPD6 | SD55MDX-BCG | SD55MDX-BCG |  | 230
| EDSUPPSDMPD6 | SD55MDX-BCN | SD55MDX-BCN |  | 227
| EDSUPPSDMPD6 | SD55MDX-BDG | SD55MDX-BDG |  | 227
| EDSUPPSDMPD6 | SD55MDX-BDN | SD55MDX-BDN |  | 222
| EDSUPPSDMPD6 | SD55MDX-CCG | SD55MDX-CCG |  | 230
| EDSUPPSDMPD6 | SD55MDX-CCN | SD55MDX-CCN |  | 227
| EDSUPPSDMPD6 | SD55MDX-CDG | SD55MDX-CDG |  | 227
| EDSUPPSDMPD6 | SD55MDX-CDN | SD55MDX-CDN |  | 222
| EDSUPPSDMPD6 | SD55MFX | SD55MFX |  | 140
| EDSUPPSDMPD6 | SD55MFX-BCG | SD55MFX-BCG |  | 230
| EDSUPPSDMPD6 | SD55MFX-BCN | SD55MFX-BCN |  | 227
| EDSUPPSDMPD6 | SD55MFX-BDG | SD55MFX-BDG |  | 227
| EDSUPPSDMPD6 | SD55MFX-BDN | SD55MFX-BDN |  | 222
| EDSUPPSDMPD6 | SD55MFX-CCG | SD55MFX-CCG |  | 230
| EDSUPPSDMPD6 | SD55MFX-CCN | SD55MFX-CCN |  | 227
| EDSUPPSDMPD6 | SD55MFX-CDG | SD55MFX-CDG |  | 227
| EDSUPPSDMPD6 | SD55MFX-CDN | SD55MFX-CDN |  | 222
| EDSUPPSDMPD6 | SD55MXL | SD55MXL |  | 131
| EDSUPPSDMPD6 | SD55MXL-BCG | SD55MXL-BCG |  | 225
| EDSUPPSDMPD6 | SD55MXL-BCN | SD55MXL-BCN |  | 222
| EDSUPPSDMPD6 | SD55MXL-BDG | SD55MXL-BDG |  | 225
| EDSUPPSDMPD6 | SD55MXL-BDN | SD55MXL-BDN |  | 218
| EDSUPPSDMPD6 | SD55MXL-CCG | SD55MXL-CCG |  | 225
| EDSUPPSDMPD6 | SD55MXL-CCN | SD55MXL-CCN |  | 222
| EDSUPPSDMPD6 | SD55MXL-CDG | SD55MXL-CDG |  | 225
| EDSUPPSDMPD6 | SD55MXL-CDN | SD55MXL-CDN |  | 218
| EDSUPPSDMPD6 | SD55MXX | SD55MXX | PLUG - 32V, No Disconnect , No LED | 126
| EDSUPPSDMPD6 | SD55MXX-BCG | SD55MXX-BCG |  | 220
| EDSUPPSDMPD6 | SD55MXX-BCN | SD55MXX-BCN | PLUG & BASE - 32V | 218
| EDSUPPSDMPD6 | SD55MXX-BDG | SD55MXX-BDG | PLUG & BASE - 32V | 220
| EDSUPPSDMPD6 | SD55MXX-BDN | SD55MXX-BDN | PLUG & BASE - 32V | 213
| EDSUPPSDMPD6 | SD55MXX-CCG | SD55MXX-CCG |  | 220
| EDSUPPSDMPD6 | SD55MXX-CCN | SD55MXX-CCN |  | 218
| EDSUPPSDMPD6 | SD55MXX-CDG | SD55MXX-CDG |  | 220
| EDSUPPSDMPD6 | SD55MXX-CDN | SD55MXX-CDN |  | 213
| EDSUPPSDMPD6 | SDFTMXX | SDFTMXX |  | 17
| EDSUPPSDMPD6 | SDFTMXX-BCG | SDFTMXX-BCG |  | 103
| EDSUPPSDMPD6 | SDFTMXX-BCN | SDFTMXX-BCN |  | 97
| EDSUPPSDMPD6 | SDFTMXX-BDG | SDFTMXX-BDG |  | 100
| EDSUPPSDMPD6 | SDFTMXX-BDN | SDFTMXX-BDN |  | 97
| EDSUPPSDMPD6 | SDFTMXX-CCG | SDFTMXX-CCG |  | 103
| EDSUPPSDMPD6 | SDFTMXX-CCN | SDFTMXX-CCN |  | 97
| EDSUPPSDMPD6 | SDFTMXX-CDG | SDFTMXX-CDG |  | 100
| EDSUPPSDMPD6 | SDFTMXX-CDN | SDFTMXX-CDN |  | 97
| EDSUPPSDMPD6 | SDBE-BCG | SDBE-BCG | BASE , Connect GDT | 97
| EDSUPPSDMPD6 | SDBE-BCN | SDBE-BCN |  | 90
| EDSUPPSDMPD6 | SDBE-BDG | SDBE-BDG |  | 97
| EDSUPPSDMPD6 | SDBE-BDN | SDBE-BDN | BASE , Disconnect No GDT | 90
| EDSUPPSDMPD6 | SDBE-CCG | SDBE-CCG |  | 97
| EDSUPPSDMPD6 | SDBE-CCN | SDBE-CCN |  | 90
| EDSUPPSDMPD6 | SDBE-CDG | SDBE-CDG |  | 97
| EDSUPPSDMPD6 | SDBE-CDN | SDBE-CDN |  | 90
| EDSUPPSDMPD6 | SD32MXX-HC-BCN | SD32MXX-HC-BCN | PLUG & BASE-HC - 32V | 235
| EDSUPPSDMPD6 | SD32MXL-HC-BCN | SD32MXL-HC-BCN | PLUG & BASE-HC - 32V, LED | 244
| EDSUPPSDMPD6 | SD32MDX-HC-BDN | SD32MDX-HC-BDN | PLUG & BASE-HC - 32V, Disconnect | 239
| EDSUPPSDMPD6 | SD32MDX-HC-BCN | SD32MDX-HC-BCN | PLUG & BASE-HC - 32V, Disconnect | 249
| EDSUPPSDMPD6 | SD32MXX-HC-CCN | SD32MXX-HC-CCN |  | 235
| EDSUPPSDMPD6 | SD32MXL-HC-CCN | SD32MXL-HC-CCN |  | 244
| EDSUPPSDMPD6 | SD32MDX-HC-CCN | SD32MDX-HC-CCN |  | 249
| EDSUPPSDMPD6 | SD32-L | SD32-L | 32V lightning barrier , with disconnect | 212
| EDSUPPSDMPD6 | SD55-L | SD55-L | 55V lightning barrier , with disconnect | 212
| EDSUPPSDMPD6 | SD32MXL-HC-BCG | SD32MXL-HC-BCG |  | 243
| EDSUPPSDMPD6 | SD32MXL-HC-CCG | SD32MXL-HC-CCG |  | 243
| EDSUPPSDMPD6 | SD32MXX-HC-BDN | SD32MXX-HC-BDN |  | 231
| EDSUPPSDSA47 | BIL7000 | BIL7000 | SD RANGE IDENT LABELS - 120 SD Series | 53
| EDSUPPSDSA47 | BIL7000L | BIL7000L | SD RANGE IDENT LABELS - 102 | 49
| EDSUPPSDSA47 | BRI7000 | BRI7000 | SD RANGE TAG HOLDER | 15
| EDSUPPSDSA47 | IMB7000T | IMB7000T |  | 32
| EDSUPPSDSA47 | RLA7000 | RLA7000 | REMOVABLE LINK (PACK OF 5) | 81
| EDSUPPSDSA47 | MLDT28500 | MLDT28500 |  | 1384
| EDSUPPSDSA47 | SD-F05 | SD-F05 |  | 81
| EDSUPPSDSA47 | SD-F25 | SD-F25 | SD 250MA FUSE (PACK 5) | 81
| EDSUPPSDSA47 | SD-MT150 | SD-MT150 |  | 1262
| EDSUPPSDSA47 | MLSD-MT20 | SD-MT20 |  | 268
| EDSUPPSDSA47 | MLSD-MT35 | SD-MT35 |  | 499
| EDSUPPSDSA47 | MLSD-MT4 | SD-MT4 |  | 167
| EDSUPPSDSA47 | MLSD-MT5 | SD-MT5 |  | 224
| EDSUPPSDSA47 | SD-MT70 | SD-MT70 |  | 866
| EDSUPPSDSA47 | SDRTD | SDRTD | DIN RAIL PROTECTOR FOR RTD | 260
| EDSUPPSDSA47 | SD-TGL | SD-TGL |  | 39
| EDSUPPSDSA47 | SD-TGS | SD-TGS |  | 16
| EDSUPPSDSA47 | RFA7050 | RFA7050 | REPLACEABLE FUSE (PACK OF 5) | 81
| EDSUPPSDSP91 | SD07 | SD07 | DIN RAIL LIGHTNING BARRIER | 210
| EDSUPPSDSP91 | SD07R | SD07R | DIN RAIL LIGHTNING BARRIER | 265
| EDSUPPSDSP91 | SD07R3 | SD07R3 |  | 258
| EDSUPPSDSP91 | SD07X | SD07X | DIN RAIL LIGHTNING BARRIER | 182
| EDSUPPSDSP91 | SD150X | SD150X | DIN RAIL LIGHTNING BARRIER | 199
| EDSUPPSDSP91 | SD16 | SD16 | DIN RAIL LIGHTNING BARRIER | 210
| EDSUPPSDSP91 | SD16R | SD16R | DIN RAIL LIGHTNING BARRIER | 265
| EDSUPPSDSP91 | SD16R3 | SD16R3 | SD16R3 DIN RAIL LIGHTNING BARR | 256
| EDSUPPSDSP91 | SD16X | SD16X | DIN RAIL LIGHTNING BARRIER | 182
| EDSUPPSDSP91 | SD275X | SD275X | DIN RAIL LIGHTNING BARRIER | 199
| EDSUPPSDSP91 | SD32 | SD32 | DIN RAIL LIGHTNING BARRIER | 210
| EDSUPPSDSP91 | SD32R | SD32R | DIN RAIL LIGHTNING BARRIER | 265
| EDSUPPSDSP91 | SD32R3 | SD32R3 | SD32R3 DIN RAIL LIGHTNING BARR | 258
| EDSUPPSDSP91 | SD32T3 | SD32T3 | DIN RAIL LIGHTNING BARRIER | 258
| EDSUPPSDSP91 | SD32X | SD32X | DIN RAIL LIGHTNING BARRIER | 184
| EDSUPPSDSP91 | SD55 | SD55 | DIN RAIL LIGHTNING BARRIER | 210
| EDSUPPSDSP91 | SD55R | SD55R | DIN RAIL LIGHTNING BARRIER | 265
| EDSUPPSDSP91 | SD55R3 | SD55R3 |  | 256
| EDSUPPSDSP91 | SD55X | SD55X | DIN RAIL LIGHTNING BARRIER | 184
| EDSUPPSLPP92 | SLP07D | SLP07D | SURGE PROTECTOR | 255
| EDSUPPSLPP92 | SLP16D | SLP16D | SURGE PROTECTOR | 260
| EDSUPPSLPP92 | SLP32D | SLP32D | SURGE PROTECTOR | 255
| EDSUPPSSP | SSP07X | SSP07X |  | 177
| EDSUPPSSP | SSP16X | SSP16X |  | 177
| EDSUPPSSP | SSP32X | SSP32X | SELF HEALING SPD 32V; Northern Electric trial ongoing | 177
| EDSUPPSSP | SSP55X | SSP55X |  | 177
| EDSUPPSSP | SSP75X | SSP75X |  | 177
| EDSUPPSSP | SSP200X | SSP200X | SELF HEALING SPD 200V | 177
| EDSUPPTPSP94 | HW48 | HW48 | HW48 SPD - HONEYWELL STT350 | 227
| EDSUPPTPSP94 | TP24/7-G | TP24/7-G |  | 324
| EDSUPPTPSP94 | TP24/7-G-NDI | TP24/7-G-NDI |  | 349
| EDSUPPTPSP94 | TP24/7-I | TP24/7-I |  | 324
| EDSUPPTPSP94 | TP24/7-I-NDI | TP24/7-I-NDI | TRANSMITTER 24/7V 20MMISO ATEX | 349
| EDSUPPTPSP94 | TP24/7-N | TP24/7-N |  | 324
| EDSUPPTPSP94 | TP24/7-N-NDI | TP24/7-N-NDI | TRANSMITTER 24/7V 1/2"NPT ATEX | 349
| EDSUPPTPSP94 | TP48-3-G | TP48-3-G |  | 255
| EDSUPPTPSP94 | TP48-3-G-NDI | TP48-3-G-NDI | TRANSMITTER 3W SPD G1/2" ATEX | 311
| EDSUPPTPSP94 | TP48-3-I | TP48-3-I | TRANSMITTER 3 WIRE 20MM ISO | 255
| EDSUPPTPSP94 | TP48-3-I-NDI | TP48-3-I-NDI | TRANSMITTER 3W 20MM ISO ATEX | 311
| EDSUPPTPSP94 | TP48-3-N | TP48-3-N | TRANSMITTER 3 WIRE 1/2" NPT | 255
| EDSUPPTPSP94 | TP48-3-N-NDI | TP48-3-N-NDI | TRANSMITTER 3W 1/2" NPT ATEX | 311
| EDSUPPTPSP94 | TP48-4-G | TP48-4-G |  | 311
| EDSUPPTPSP94 | TP48-4-G-NDI | TP48-4-G-NDI |  | 363
| EDSUPPTPSP94 | TP48-4-I | TP48-4-I | TRANSMITTER 4 WIRE 20MM ISO | 311
| EDSUPPTPSP94 | TP48-4-I-NDI | TP48-4-I-NDI | TRANSMITTER 4W 20MM ISO ATEX | 363
| EDSUPPTPSP94 | TP48-4-N | TP48-4-N | TRANSMITTER 4 WIRE 1/2" NPT | 311
| EDSUPPTPSP94 | TP48-4-N-NDI | TP48-4-N-NDI | TRANSMITTER 4W 1/2" NPT ATEX | 363
| EDSUPPTPSP94 | TP48-G | TP48-G | TRANSMITTER SPD G 1/2" | 185
| EDSUPPTPSP94 | TP48-G-NDI | TP48-G-NDI |  | 221
| EDSUPPTPSP94 | TP48-I | TP48-I | TRANSMITTER SPD 20MM ISO | 185
| EDSUPPTPSP94 | TP48-I-NDI | TP48-I-NDI | 20mm ISO thread, ATEX and FM A | 221
| EDSUPPTPSP94 | TP48-N | TP48-N | TRANSMITTER SPD 1/2" NPT | 185
| EDSUPPTPSP94 | TP48-N-NDI | TP48-N-NDI | 1/2" NPT thread, ATEX and FM A | 221
| EDSUPPTPSP94 | TP-AC420-N | TP-AC420-N | TP-AC, 240V/48V 20kA 1/2" NPT THREAD | 330
| EDSUPPTPSP94 | TP-AC420-I | TP-AC420-I | TP-AC, 240V/48V 20kA 20MM ISO THREAD | 330
| EDSUPPTPSP94 | TP-P32-G | TP-P32-G |  | 374
| EDSUPPTPSP94 | TP-P32-G-NDI | TP-P32-G-NDI |  | 400
| EDSUPPTPSP94 | TP-P48-G | TP-P48-G |  | 374
| EDSUPPTPSP94 | TP-P48-G-NDI | TP-P48-G-NDI |  | 400
| EDSUPPTPSP94 | TP-P48-I | TP-P48-I |  | 374
| EDSUPPTPSP94 | TP-P48-I-NDI | TP-P48-I-NDI | TP-PIPE 48V 20mm ISO CERT | 400
| EDSUPPTPSP94 | TP-P48-N | TP-P48-N | TP-PIPE 48V 1/2" NPT THREAD | 374
| EDSUPPTPSP94 | TP-P48-N-NDI | TP-P48-N-NDI | TP-PIPE 48V 1/2 | 400
| EDSUPPTPSP94 | WWIP-N | WWIP-N | WW Interface Protector N | 94
| EDSUPPTPSP94 | TP-AC485-N | TP-AC485-N | TP-AC485-N,240V/7V 20kA 1/2" NPT THREAD | 330
| EDSUPPTPSP95 | TP-ACFF-N | TP-ACFF-N | TP-ACFF-N; 240V/32V 20kA 1/2" NPT THREAD | 327
| EDSUACMASP83 | Y7-167592 | SPCT2-280 | Insert 280VAC 20kA | 86
| EDSUACMASP83 | Y7-167619 | SPCT2-280-1+NPE | SPD type 2 Plug-in surge arrester 1+1p 280V | 227
| EDSUACMASP83 | Y7-167620 | SPCT2-280-3+NPE | SPD type 2 Plug-in surge arrester 3+1p 280V | 424
| EDSUACMASP83 | Y7-167594 | SPCT2-280/2 | SPD type 2 Plug-in surge arrester 2-pole 280VAC 2x20kA | 195
| EDSUACMASP83 | Y7-167595 | SPCT2-280/3 | SPD type 2 Plug-in surge arrester 3-pole 280VAC 3x20kA | 294
| EDSUACMASP83 | Y7-167596 | SPCT2-280/4 | SPD type 2 Plug-in surge arrester 4-pole 280VAC 4x20kA | 392
| EDSUACMASP83 | Y7-167597 | SPCT2-335 | Insert 335VAC 20kA | 102
| EDSUACMASP83 | Y7-167621 | SPCT2-335-1+NPE | SPD type 2 Plug-in surge arrester 1+1p 335V | 239
| EDSUACMASP83 | Y7-167622 | SPCT2-335-3+NPE | SPD type 2 Plug-in surge arrester 3+1p 335V | 425
| EDSUACMASP83 | Y7-167599 | SPCT2-335/2 | SPD type 2 Plug-in surge arrester 2-pole 335VAC 2x20kA | 219
| EDSUACMASP83 | Y7-167601 | SPCT2-335/4 | SPD type 2 Plug-in surge arrester 4-pole 335VAC 4x20kA | 435
| EDSUACMASP83 | Y7-167341 | SPBT12-280 | Lightning current arrester 12,5kA L-N/PE;insert only | 126
| EDSUACMASP83 | Y7-158306 | SPBT12-280/1 | Lightning current arrester 12,5kA L-N/PE | 188
| EDSUACMASP83 | Y7-184752 | SPBT12-280-1+NPE50 | TN-S/TT Set 1+N Set | 202
| EDSUACMASP83 | Y7-184750 | SPBT12-280-3+NPE50 | TN-S/TT Set 3+N Set | 495
| EDSUACMASP83 | Y7-158309 | SPBT12-280/2 | TN-S-Set 2poles w/o remote indication | 219
| EDSUACMASP83 | Y7-158331 | SPBT12-280/4 | TN-S-Set 4poles w/o remote indication | 847
| EDSUACMASP83 | Y7-158307 | SPBT12-NPE100 | Lightning current arrester 100 kA N-PE | 382
| EDSUACMASP83 | Y7-131785 | ASAUXSC-SPM | Auxiliary Switch for SPBT12, SPCT2, SPDT3, etc. | 69